## OVERVIEW
OVERVIEW INSTRUMENT SETS
GENERAL SURGERY
GYNAECOLOGY
CARDIAC & THORACIC
BEATING HEART
EMERGENCY SURGERY
ORTHOPAEDICS / TRAUMATOLOGY
UROLOGY
PLASTIC & RECONSTRUCTIVE
NEURO
ENT
ORAL & MAXILLOFACIAL
DERMATOLOGY
PAEDIATRIC SURGERY
HAND SURGERY
RESCUSCITATION
WARD
DENTAL
TRANSPLANTATION
OUTPATIENT GENERAL SURGERY
OUTPATIENT GYNAECOLOGY
OUTPATIENT ORTHO
OUTPATIENT UROLOGY
OUTPATIENT PLASTIC
OUTPATIENT NEURO
OUTPATIENT ORL / ENT
OUTPATIENT PAEDIATRIC

## SUMMARY
SUMMARY INSTRUMENT SETS |  | REV. 27/2025
GENERAL SURGERY
57-000-00 | MAJOR BASIC SET
57-000-00 C | MAJOR BASIC SET, CONTAINER AND BASKET
57-000-02 | MINOR BASIC SET
57-000-02 C | MINOR BASIC SET, CONTAINER AND BASKET
57-000-04 | CHOLECYSTECTOMY SET
57-000-04 C | CHOLECYSTECTOMY SET, CONTAINER AND BASKET
57-000-06 | GASTROINTESTINAL SET
57-000-06 C | GASTROINTESTINAL SET, CONTAINER AND BASKET
57-000-08 | RECTAL SURGERY SET
57-000-08 C | RECTAL SURGERY SET, CONTAINER AND BASKET
57-000-10 | INCISION & DRAINAGE SET
57-000-10 C | INCISION & DRAINAGE SET, CONTAINER AND BASKET
57-000-12 | SUTURE SET ( SMALL)
57-000-12 C | SUTURE SET ( SMALL), CONTAINER AND BASKET
57-000-14 | VARICOSE VEIN STRIPPING SET
57-000-14 C | VARICOSE VEIN STRIPPING SET, CONTAINER AND BASKET
57-000-16 | MASTECTOMY SET
57-000-16 C | MASTECTOMY SET, CONTAINER AND BASKET
57-000-18 | TRACHEOTOMY SET
57-000-18 C | TRACHEOTOMY SET, CONTAINER AND BASKET
57-000-20 | MAJOR BONE SET
57-000-20 C | MAJOR BONE SET, CONTAINER AND BASKET
57-000-22 | MINOR BONE SET
57-000-22 C | MINOR BONE SET, CONTAINER AND BASKET
57-000-24 | AMPUTATION SET
57-000-24 C | AMPUTATION SET, CONTAINER AND BASKET
57-000-26 | THYROID SET
57-000-26 C | THYROID SET, CONTAINER AND BASKET
57-000-28 | LONG INSTRUMENTS (SPLEEN/LIVER)
57-000-28 C | LONG INSTRUMENTS (SPLEEN/LIVER), CONTAINER AND BASKET
57-000-30 | SKIN GRAFT SET
57-000-30 C | SKIN GRAFT SET, CONTAINER AND BASKET
57-000-32 | VENAE SECTIO SET
57-000-32 C | VENAE SECTIO SET, CONTAINER AND BASKET
57-000-34 | WOUND DRESSING SET (LARGE)
57-000-34 C | WOUND DRESSING SET (LARGE), CONTAINER AND BASKET
57-000-36 | WOUND DRESSING SET (SMALL)
57-000-38 | EXTRA INSTRUMENTS FOR HANDSURGERY
57-000-40 | SUTURE SET (LARGE)
57-000-40 C | SUTURE SET (LARGE), CONTAINER AND BASKET
57-000-42 | HAEMORRHOIDAL SET
57-000-42 C | HAEMORRHOIDAL SET, CONTAINER AND BASKET
57-000-44 | HERNIA AND APPENDIX SET
57-000-44 C | HERNIA AND APPENDIX SET, CONTAINER AND BASKET
57-000-46 | LAPAROTOMY SET
57-000-46 C | LAPAROTOMY SET, CONTAINER AND BASKET
57-000-48 | KIRSCHNER ABDOMINAL RETRACTOR
57-000-50 | SUPPLEMENT SET FOR GALLBLADDER
57-000-50 C | SUPPLEMENT SET FOR GALLBLADDER, CONTAINER AND BASKET
57-000-52 | SUPPLEMENT SET FOR VASCULAR SURGERY
57-000-52 C | SUPPLEMENT SET FOR VASCULAR SURGERY, CONTAINER AND BASKET
57-000-54 | EMERGENCY SUPPLEMENT SET FOR VESSELS
57-000-54 C | EMERGENCY SUPPLEMENT SET FOR VESSELS,CONTAINER AND BASKET
57-000-56 | CHEST INSTRUMENT SET
57-000-56 C | CHEST INSTRUMENT SET, CONTAINER AND BASKET
57-000-58 | PANCREATECTOMY AND SPLENECTOMY SET
57-000-58 C | PANCREATECTOMY AND SPLENECTOMY SET, CONTAINER AND BASKET
57-000-59 | PANCREATECTOMY AND SPLENECTOMY SET WITH CV-CLAMPS
57-000-59 C | PANCREATECTOMY AND SPLENECTOMY SET WITH CV-CLAMPS, CONTAINER AND BASKET
57-000-60 | EXCISION OF SKIN GROWTH SET
57-000-60 | EXCISION OF SKIN GROWTH SET
57-000-60 C | EXCISION OF SKIN GROWTHS SET, CONTAINER AND BASKET
57-000-62 | FOREIGN BODY REMOVAL SET
57-000-62 C | FOREIGN BODY REMOVAL SET, CONTAINER AND BASKET
57-000-64 | POSTERIOR PROCTOLECTOMY SET
57-000-64 C | POSTERIOR PROCTOLECTMY SET, CONTAINER AND BASKET
57-000-66 | BOWEL RESECTION SET
57-000-66 C | BOWEL RESECTION SET, CONTAINER AND BASKET
57-000-68 | ABDOMINOPERINEAL RESECTION SET
57-000-68 C | ABDOMINOPERINEAL RESECTION SET, CONTAINER AND BASKET
57-000-70 | PILONIDAL CYST EXCISION SET
57-000-72 | CATHERISATION SET
57-000-72 C | CATHERISATION SET, CONTAINER AND BASKET
57-000-74 | VAGOTOMY SET
57-000-74 C | VAGOTOMY SET, CONTAINER AND BASKET
57-000-76 | BLOOD EXCHANGE SET
57-000-76 C | BLOOD EXCHANGE SET, CONTAINER AND BASKET
57-000-78 | LACERATION SET
57-000-78 C | LACERATION SET, CONTAINER AND BASKET
57-000-80 | BONE MARROW HARVEST SET
57-000-80 C | BONE MARROW HARVEST SET, CONTAINER AND BASKET
57-000-82 | POST MORTEM SET
57-000-82 C | POST MORTEM SET, CONTAINER AND BASKET
57-000-84 | INGROWN TOE NAIL SET
57-000-86 | INTUBATION SET ADULT
57-000-88 | INTUBATION SET CHILDREN
57-000-90 | BASIC MICRO LAB SET
57-000-90 C | BASIC MICRO LAB SET, CONTAINER AND BASKET
GYNAECOLOGY
57-005-00 | ABDOMINAL HYSTERECTOMY SET
57-005-00 C | ABDOMINAL HYSTERECTOMY SET, CONTAINER AND BASKET
57-005-02 | VAGINAL HYSTERECTOMY SET
57-005-02 C | VAGINAL HYSTERECTOMY SET, CONTAINER AND BASKET
57-005-04 | TUBAR LIGATION SET (POSTNATAL)
57-005-04 C | TUBAR LIGATION SET (POSTNATAL), CONTAINER AND BASKET
57-005-06 | CAESARIAN SECTION SET
57-005-06 C | CAESARIAN SECTION SET, CONTAINER AND BASKET
57-005-08 | VAGINAL CLOSURE SET
57-005-08 C | VAGINAL CLOSURE SET, CONTAINER AND BASKET
57-005-10 | CONISATION SET
57-005-10 C | CONISATION SET, CONTAINER AND BASKET
57-005-12 | HYSTEROSALPINGOGRAPHY SET
57-005-12 C | HYSTEROSALPINGOGRAPHY SET, CONTAINER AND BASKET
57-005-14 | WOUND DRESSING SET
57-005-14 C | WOUND DRESSING SET, CONTAINER AND BASKET
57-005-16 | INCISION SET FOR PELVISCOPY
57-005-16 C | INCISION SET FOR PELVISCOPY, CONTAINER AND BASKET
57-005-18 | DILATION & CURETAGE SET
57-005-18 C | DILATION & CURETAGE SET, CONTAINER AND BASKET
57-005-20 | EXAMINATION SET
57-005-22 | CERVIX BIOPSY SET
57-005-22 C | CERVIX BIOPSY SET, CONTAINER AND BASKET
57-005-24 | DELIVERY SET
57-005-26 | EPISIOTOMY SET
57-005-26 C | EPISIOTOMY SET, CONTAINER AND BASKET
57-005-28 | SPECIAL OBSTETRICAL INSTRUMENTS
57-005-30 | SUTURE SET
57-005-32 | CERVIX CERCLAGE INSTRUMENTS
57-005-32 C | CERVIX CERCLAGE INSTRUMENTS, CONTAINER AND BASKET
57-005-34 | MYOMECTOMY INSTRUMENT SET
57-005-34 C | MYOMECTOMY INSTRUMENT SET, CONTAINER AND BASKET
57-005-36 | ABDOMINAL BASIC SET
57-005-36 C | ABDOMINAL BASIC SET, CONTAINER AND BASKET
57-005-38 | VAGINAL BASIC SET
57-005-38 C | VAGINAL BASIC SET, CONTAINER AND BASKET
57-005-40 | SET FOR MAMMA ABLATIO
57-005-40 C | SET FOR MAMMA ABLATIO OP, CONTAINER AND BASKET
57-005-42 | SUPPLEMENT SET FOR STRASSMANN OP
57-005-42 C | SUPPLEMENT SET FOR STRASSMANN OP, CONTAINER AND BASKET
57-005-44 | SUPPLEMENTS MICRO TUBOPLASTY SET
57-005-44 C | SUPPLEMENTS MICRO TUBOPLASTY SET, CONTAINER AND BASKET
57-005-46 | SUPPLEMENT SET FOR HYSTEROSCOPY
57-005-46 C | SUPPLEMENTS SET FOR HYSTEROSCOPY, CONTAINER AND BASKET
57-005-48 | REMOVAL OF A BARTHOLIN'S CYSTE
57-005-48 C | REMOVAL OF A BARTHOLIN'S CYSTE, CONTAINER AND BASKET
57-005-50 | SUPPLEMENT SET FOR MAMMA VESSELS OP
57-005-50 C | SUPPLEMENT SET FOR MAMMA VESSELS OP, CONTAINER AND BASKET
57-005-52 | SUPPLEMENTS SET FOR VULVECTOMY
57-005-52 C | SUPPLEMENTS SET FOR VULVECTOMY, CONTAINER AND BASKET
57-005-54 | INSEMINATIONS SET
57-005-54 C | INSEMINATIONS SET, CONTAINET AND BASKET
57-005-56 | VACUUM CURETTAGE SET
57-005-56 C | VACUUM CURETTAGE SET, CONTAINER AND BASKET
57-005-58 | MAMMA BIOPSY SET
57-005-58 C | MAMMA BIOPSY SET, CONTAINER AND BASKET
57-005-60 | FIMBRIECTOMY SET
57-005-60 C | FIMBRIECTOMY SET, CONTAINER AND BASKET
57-005-62 | DELIVERY REPARATION SET
57-005-64 | DELIVERY ROOM
57-005-66 | INSTRUMENT SET FOR PREPARATION
57-005-66 C | INSTRUMENT SET FOR PREPARATION, CONTAINER AND BASKET
57-005-68 | DELIVERY ROOM CURETTAGE SET
57-005-68 C | DELIVERY ROOM CURETTAGE SET, CONTAINER AND BASKET
57-005-70 | UMBILICAL VEIN SET
57-005-70 C | UMBILICAL VEIN SET, CONTAINER AND BASKET
57-005-72 | CERVIX SUTURE SET
57-005-72 C | CERVIX SUTURE SET, CONTAINER AND BASKET
57-005-74 | OBSTETRICS SET - PERINEAL PROTECTION
57-005-74 C | OBSTETRICS SET - PERINEAL PROTECTION, CONTAINER AND BASKET
57-005-76 | CERCLAGE FOR INITIAL INCISION
57-005-76 C | CERCLAGE FOR INITIAL INCISION, CONTAINER AND BASKET
57-005-78 | HYMENECTOMY SET
57-005-78 C | HYMENECTOMY SET, CONTAINER AND BASKET
57-005-80 | ANTERIOR AND POSTERIOR COLPORRHAPHY SET
57-005-80 C | ANTERIOR AND POSTERIOR COLPORRHAPHY SET, CONTAINER AND BASKET
57-005-82 | PARAMETRIAL FIXATION SET
57-005-82 C | PARAMETRIAL FIXATION SET, CONTAINER AND BASKET
57-005-84 | COLPOTOMY SET
57-005-84 C | COLPOTOMY SET, CONTAINER AND BASKET
57-005-86 | ABDOMINAL GYNECOLOGICAL OPERATIONS INSTRUMENT SET
57-005-86 C | ABDOMINAL GYNECOLOGICAL OPERATIONS INSTRUMENT SET, CONTAINER AND BASKET
57-005-88 | OOPHORECTOMY AND OOPHOROCYSTECTOMY SET
57-005-88 C | OOPHORECTOMY AND OOPHOROCYSTECTOMY SET, CONTAINER AND BASKET
57-005-90 | CERCLAGE SET (SHIRODKAR)
57-005-90 C | CERCLAGE SET (SHIRODKAR), CONTAINER AND BASKET
57-005-92 | ABORT-CURETTAGE SET
57-005-92 C | ABORT-CURETTAGE SET, CONTAINER AND BASKET
57-005-94 | I.U.D. INSERTION SET
57-005-94 C | I.U.D. INSERTION SET, CONTAINER AND BASKET
57-005-96 | IUCD SET
57-005-96 C | IUCD SET, CONTAINER AND BASKET
57-005-98 | ONCOLOGIC SURGERY SET FOR GYN
57-005-98 C | ONCOLOGIC SURGERY SET FOR GYN,CONTAINER AND BASKET
57-006-00 | SALPINGOTOMY SET
57-006-00 C | SALPINGOTOMY SET, CONTAINER AND BASKET
57-006-02 | PERINEAL PLASTIC SET
57-006-02 C | PERINEAL PLASTIC SET, CONTAINER AND BASKET
57-006-04 | EPIDURAL BLOCK SET
57-006-04 C | EPIDURAL BLOCK SET, CONTAINER AND BASKET
57-006-06 | MIDWIFERY SET
57-006-06 C | MIDWIFERY SET, CONTAINER AND BASKET
57-006-08 | SUCTION CURETTES
57-006-08 C | SUCTION CURETTES, CONTAINER AND BASKET
CARDIAC & THORACIC
57-010-00 | MAJOR CARDIAC BASIC SET
57-010-00 C | MAJOR CARDIAC BASIC SET, CONTAINER AND BASKET
57-010-02 | MINOR CARDIO BASIC SET
57-010-02 C | MINOR CARDIO BASIC SET, CONTAINER AND BASKET
57-010-04 | NEONATAL THORAX INSTRUMENTS SET
57-010-04 C | NEONATAL THORAX INSTRUMENTS SET, CONTAINER AND BASKET
57-010-06 | CHILDREN THORAX INSTRUMENTS SET
57-010-06 C | CHILDREN THORAX INSTRUMENTS SET, CONTAINER AND BASKET
57-010-08 | ADULT THORAX INSTRUMENTS SET
57-010-08 C | ADULT THORAX INSTRUMENTS SET, CONTAINER AND BASKET
57-010-10 | SUPPLEMENT THORAX INSTRUMENTS SET
57-010-10 C | SUPPLEMENT THORAX INSTRUMENTS SET, CONTAINER AND BASKET
57-010-12 | PULMONAL INSTRUMENTS SET
57-010-12 C | PULMONAL INSTRUMENTS SET, CONTAINER AND BASKET
57-010-14 | CARDIOVASCULAR SUCTION INSTRUMENTS
57-010-14 C | CARDIOVASCULAR SUCTION INSTRUMENTS, CONTAINER AND BASKET
57-010-16 | HEART-LUNG MACHINE INSTRUMENT SET
57-010-16 C | HEART-LUNG MACHINE INSTRUMENT SET, CONTAINER AND BASKET
57-010-18 | OPEN HEART INSTRUMENTS SET
57-010-18 C | OPEN HEART INSTRUMENTS SET, CONTAINER AND BASKET
57-010-20 | HEART VALVE INSTRUMENTS SET
57-010-20 C | HEART VALVE INSTRUMENTS SET, CONTAINER AND BASKET
57-010-22 | ABDOMINAL RETRACTOR SET
57-010-24 | CORONARY INSTRUMENTS SET
57-010-24 C | CORONARY INSTRUMENTS SET, CONTAINER AND BASKET
57-010-26 | SUPPLEMENT MICRO INSTRUMENTS SET
57-010-26 C | SUPPLEMENT MICRO INSTRUMENTS SET, CONTAINER AND BASKET
57-010-28 | NEONATAL VASCULAR FORCEPS SET
57-010-28 C | NEONATAL VASCULAR FORCEPS SET, CONTAINER AND BASKET
57-010-30 | A-V FISTULA SET CHILDREN
57-010-30 C | A-V FISTULA SET CHILDREN, CONTAINER AND BASKET
57-010-32 | EMBOLECTOMY INSTRUMENTS SET
57-010-32 C | EMBOLECTOMY INSTRUMENTS SET, CONTAINER AND BASKET
57-010-34 | CAROTID ENDARTERECTOMY INSTRUMENT SET
57-010-34 C | CAROTID ENDARTERECTOMY INSTRUMENT SET, CONTAINER AND BASKET
57-010-36 | TITANIUM BULLDOG CLAMPS
57-010-36 C | TITANIUM BULLDOG CLAMPS, CONTAINER AND BASKET
57-010-38 | EMERGENCY INSTRUMENTS SET (CHILDREN)
57-010-38 C | EMERGENCY INSTRUMENTS SET (CHILDREN), CONTAINER AND BASKET
57-010-40 | CENTRAL VASCULAR INSTRUMENTS SET
57-010-40 C | CENTRAL VASCULAR INSTRUMENTS SET, CONTAINER AND BASKET
57-010-42 | PERIPHERAL VASCULAR INSTRUMENTS SET
57-010-42 C | PERIPHERAL VASCULAR INSTRUMENTS SET, CONTAINER AND BASKET
57-010-44 | SUPPLEMENT TITANIUM INSTRUMENTS SET
57-010-44 C | SUPPLEMENT TITANIUM INSTRUMENTS SET, CONTAINER AND BASKET
57-010-46 | BASIC INSTRUMENT SET FOR ABDOMINAL APPROACH
57-010-46 C | BASIC INSTRUMENT SET FOR ABDOMINAL APPROACH, CONTAINER AND BASKET
57-010-48 | EMERGENCY SET ADULTS (INTENSIVE CARE)
57-010-48 C | EMERGENCY SET ADULTS (INTENSIVE CARE), CONTAINER AND BASKET
57-010-50 | SET FOR HEART-LUNG-MACHINE, CHILDREN
57-010-50 C | SET FOR HEART-LUNG-MACHINE, CHILDREN; CONTAINER AND BASKET
57-010-52 | HEART-LUNG-MACHINE, BABIES
57-010-52 C | SET FOR HEART-LUNG-MACHINE, BABIES, CONTAINER AND BASKET
57-010-54 | SUPPLEMENT SET MITRALIS
57-010-54 C | SUPPLEMENT SET MITRALIS, CONTAINER AND BASKET
57-010-56 | SET AORTIC-CORONARY VEIN-BYPASS (ACVB 1-6-TIMES)
57-010-56 C | SET AORTIC-CORONARY VEIN-BYPASS (ACVB 1-6-TIMES), CONTAINER AND BASKET
57-010-58 | SET FOR VEIN PHLEBOECTOMY, (FOR ONE LEG ONLY)
57-010-58 C | SET FOR VEIN PHLEBOECTOMY, (FOR ONE LEG ONLY), CONTAINER AND BASKET
57-010-60 | SUPPLEMENT SET ANEURYSMA
57-010-62 | SET FOR ISTHMUS STENOSIS
57-010-64 | SET DILATORS
57-010-64 C | SET DILATORS, CONTAINER AND BASKET
57-010-66 | SET MICRO HOOKS / DISSECTORS
57-010-66 C | SET MICRO HOOKS / DISSECTORS, CONTAINER AND BASKET
57-010-68 | SUPPLEMENT SET VASCULAR CLAMPS
57-010-68 C | SUPPLEMENT SET VASCULAR CLAMPS, CONTAINER AND BASKET
57-010-70 | SUPPLEMENT SET VASCULAR CLAMPS FOR CHILDREN
57-010-70 C | SUPPLEMENT SET VASCULAR CLAMPS FOR CHILDREN, CONTAINER AND BASKET
57-010-72 | PACEMAKER SET
57-010-72 C | PACEMAKER SET, CONTAINER AND BASKET
57-010-74 | BASIC INSTRUMENT SET VASCULAR
57-010-74 C | BASIC INSTRUMENT SET VASCULAR,CONTAINER AND BASKET
57-010-76 | SUPPLEMENT SET FOR Y-PROSTHESIS
57-010-76 C | SUPPLEMENT SET Y-PROSTHESIS, CONTAINER AND BASKET
57-010-78 | SYMPATHECTOMY SET
57-010-78 C | SYMPATHECTOMY SET, CONTAINER AND BASKET
57-010-80 | CUT DOWN SET
57-010-80 C | CUT DOWN SET, CONTAINER AND BASKET
57-010-82 | FEMURALIS-POPLITEA BYPASS SET
57-010-82 C | FEMURALIS-POPLITEA BYPASS SET, CONTAINER AND BASKET
57-010-84 | VASCULAR DILATATORS, MALLEABLE
57-010-84 C | VASCULAR DILATATORS, MALLEABLE, CONTAINER AND BASKET
57-010-86 | VESSEL IRRIGATING CANNULAE
57-010-88 | ENDARTERECTOMY STRIPPERS
57-010-92 | CHEST INSTRUMENTS
57-010-92 C | CHEST INSTRUMENTS, CONTAINER AND BASKET
57-010-94 | LOBECTOMY AND SEGMENTAL LUNG RESECTION SET
57-010-94 C | LOBECTOMY AND SEGMENTAL LUNG RESECTION SET, CONTAINER AND BASKET
57-010-96 | ESOPHAGECTOMY AND ESOPHAGUS REPLACEMENT SET
57-010-96 C | ESOPHAGECTOMY AND ESOPHAGUS REPLACEMENT SET, CONTAINER AND BASKET
57-010-98 | ANASTOMOSIS OF CERVICAL END OF ESOPHAGUS
57-010-98 C | ANASTOMOSIS OF CERVICAL END OF ESOPHAGUS,CONTAINER AND BASKET
57-011-00 | DIAPHRAGMATIC HERNIA REPAIR SET
57-011-00 C | DIAPHRAGMATIC HERNIA REPAIR SET, CONTAINER AND BASKET
57-011-02 | PUMP TRAY
57-011-02 C | PUMP TRAY, CONTAINER AND BASKET
57-011-04 | COARCTATION OF AORTA SET
57-011-04 C | COARCTATION OF AORTA SET, CONTAINER AND BASKET
57-011-06 | ENDARTERECTOMY SET
57-011-06 C | ENDARTERECTOMY SET, CONTAINER AND BASKET
57-011-08 | SAPHENOUS VEIN LIGATION SET
57-011-08 C | SAPHENOUS VEIN LIGATION SET, CONTAINER AND BASKET
57-011-10 | AORTIC-CORONARY GRAFT SET
57-011-10 C | AORTIC-CORONARY GRAFT SET, CONTAINER AND BASKET
57-011-12 | CHEST DRAINAGE SET
57-011-12 C | CHEST DRAINAGE SET, CONTAINER AND BASKET
57-011-14 | CARDIAC ARREST SET
57-011-14 C | CARDIAC ARREST SET, CONTAINER AND BASKET
57-011-16 | PLEUROTOMY SET
57-011-16 C | PLEUROTOMY SET, CONTAINER AND BASKET
57-011-18 | VENTRICULAR SEPTAL DEFECT REPAIR SET
57-011-18 C | VENTRICULAR SEPTAL DEFECT REPAIR SET, CONTAINER AND BASKET
57-011-20 | ATRIAL SEPTAL DEFECT REPAIR SET
57-011-20 C | ATRIAL SEPTAL DEFECT REPAIR SET, CONTAINER AND BASKET
57-011-22 | ARTERIO-VENEOUS SHUNT SET
57-011-22 C | ARTERIO-VENEOUS SHUNT SET, CONTAINER AND BASKET
57-011-24 | CARDIAC CATHETERISATION SET
57-011-24 C | CARDIAC CATHETERISATION SET, CONTAINER AND BASKET
57-011-26 | PDA (PATENT DUCTUS ARTERIOSIS) SET
57-011-26 C | PDA (PATENT DUCTUS ARTERIOSIS) SET, CONTAINER AND BASKET
57-011-28 | CABG SET (CORONARY ARTERY BYPASS GRAFT)
57-011-28 C | CABG SET (CORONARY ARTERY BYPASS GRAFT), CONTAINER AND BASKET
BEATING HEART
57-011-30 | MICRO INSTRUMENT SET
57-011-30 C | MICRO INSTRUMENT SET, CONTAINER AND BASKET
57-011-32 | THORAX INSTRUMENTS
57-011-32 C | THORAX INSTRUMENTS, CONTAINER AND BASKET
EMERGENCY SURGERY
57-015-00 | MAJOR EMERGENCY BASIC SET
57-015-00 C | MAJOR EMERGENCY BASIC SET, CONTAINER AND BASKET
57-015-02 | MINOR EMERGENCY BASIC SET
57-015-02 C | MINOR EMERGENCY BASIC SET, CONTAINER AND BASKET
57-015-04 | GASTROINTESTINAL INSTRUMENTS SET
57-015-04 C | GASTROINTESTINAL INSTRUMENTS SET, CONTAINER AND BASKET
57-015-06 | LONG INSTRUMENTS (SPLEEN/LIVER)
57-015-06 C | LONG INSTRUMENTS (SPLEEN/LIVER), CONTAINER AND BASKET
57-015-08 | BURR HOLE SET
57-015-08 C | BURR HOLE SET, CONTAINER AND BASKET
57-015-10 | THORACOTOMY SET (ADULTS)
57-015-10 C | THORACOTOMY SET (ADULTS), CONTAINER AND BASKET
57-015-12 | PULMONAL INSTRUMENTS SET
57-015-12 C | PULMONAL INSTRUMENTS SET, CONTAINER AND BASKET
57-015-14 | TRACHEOTOMY INSTRUMENTS SET
57-015-14 C | TRACHEOTOMY INSTRUMENTS SET, CONTAINER AND BASKET
57-015-16 | VENAE SECTIO SET (ADULTS)
57-015-16 C | VENAE SECTIO SET (ADULTS), CONTAINER AND BASKET
57-015-18 | PAEDIATRIC BASIC INSTRUMENTS SET
57-015-18 C | PAEDIATRIC BASIC INSTRUMENTS SET, CONTAINER AND BASKET
57-015-20 | THORACOTOMY SET (PAEDIATRIC)
57-015-20 C | THORACOTOMY SET (PAEDIATRIC), CONTAINER AND BASKET
57-015-22 | VENAE SECTIO SET (PAEDIATRIC)
57-015-22 C | VENAE SECTIO SET (PAEDIATRIC), CONTAINER AND BASKET
57-015-24 | TRACHEOTOMY INSTRUMENTS SET (PAEDIATRIC)
57-015-24 C | TRACHEOTOMY INSTRUMENTS SET (PAEDIATRIC), CONTAINER AND BASKET
ORTHOPAEDICS / TRAUMATOLOGY
57-020-00 | SOFT TISSUE MAJOR BASIC SET
57-020-00 C | SOFT TISSUE MAJOR BASIC SET, CONTAINER AND BASKET
57-020-02 | SOFT TISSUE MINOR BASIC SET
57-020-02 C | SOFT TISSUE MINOR BASIC SET, CONTAINER AND BASKET
57-020-04 | BONE INSTRUMENTS LARGE SET
57-020-04 C | BONE INSTRUMENTS LARGE SET, CONTAINER AND BASKET
57-020-06 | BONE INSTRUMENTS SMALL SET
57-020-06 C | BONE INSTRUMENTS SMALL SET, CONTAINER AND BASKET
57-020-08 | ARTHROSCOPY INCISION INSTRUMENTS
57-020-08 C | ARTHROSCOPY INCISION INSTRUMENTS, CONTAINER AND BASKET
57-020-10 | ARTHROTOMY INSTRUMENTS SET
57-020-10 C | ARTHROTOMY INSTRUMENTS SET, CONTAINER AND BASKET
57-020-12 | INCISION & DRAINAGE INSTRUMENTS SET
57-020-12 C | INCISION & DRAINAGE INSTRUMENTS SET, CONTAINER AND BASKET
57-020-14 | WIRE EXTENSION SET
57-020-14 C | WIRE EXTENSION SET, CONTAINER AND BASKET
57-020-16 | BONE GRAFT INSTRUMENTS SET
57-020-16 C | BONE GRAFT INSTRUMENTS SET, CONTAINER AND BASKET
57-020-18 | INSTRUMENT SET FOR HAND SURGERY
57-020-18 C | INSTRUMENT SET FOR HAND SURGERY, CONTAINER AND BASKET
57-020-20 | INSTRUMENT SET FOR HAND SURGERY (BONE)
57-020-20 C | INSTRUMENT SET FOR HAND SURGERY (BONE), CONTAINER AND BASKET
57-020-22 | EXTRA INSTRUMENTS FOR HAND SURGERY
57-020-24 | MICRO INSTRUMENTS SET FOR HAND SURGERY
57-020-24 C | MICRO INSTRUMENTS SET FOR HAND SURGERY, CONTAINER AND BASKET
57-020-26 | SUTURE SET (LARGE)
57-020-26 C | SUTURE SET (LARGE), CONTAINER AND BASKET
57-020-28 | SUTURE SET (SMALL)
57-020-28 C | SUTURE SET (SMALL), CONTAINER AND BASKET
57-020-30 | PLASTER ROOM INSTRUMENT SET
57-020-32 | WIRING SET
57-020-32 C | WIRING SET, CONTAINER AND BASKET
57-020-34 | BASIC INSTRUMENT SET
57-020-34 C | BASIC INSTRUMENT SET, CONTAINER AND BASKET
57-020-36 | AMPUTATION INSTRUMENTS SET
57-020-36 C | AMPUTATION INSTRUMENTS SET, CONTAINER AND BASKET
57-020-38 | SKIN GRAFT INSTRUMENTS SET
57-020-38 C | SKIN GRAFT INSTRUMENTS SET, CONTAINER AND BASKET
57-020-40 | HALLUX VALGUS INSTRUMENTS SET
57-020-40 C | HALLUX VALGUS INSTRUMENTS SET,CONTAINER AND BASKET
57-020-42 | WOUND DRESSING SET (SMALL)
57-020-44 | WOUND DRESSING SET (LARGE)
57-020-44 C | WOUND DRESSING SET (LARGE),CONTAINER AND BASKET
57-020-46 | BASIC SET TRAUMATOLOGY
57-020-46 C | BASIC SET TRAUMATOLOGY, CONTAINER AND BASKET
57-020-48 | SMALL METAL REMOVING SET
57-020-48 C | SMALL METAL REMOVING SET, CONTAINER AND BASKET
57-020-50 | SINGLE INSTRUMENTS FOR WIRE EXTENSION
57-020-50 C | SINGLE INSTRUMENTS FOR WIRE EXTENSION, CONTAINER AND BASKET
57-020-52 | BONE WIRING SET
57-020-52 C | BONE WIRING SET, CONTAINER AND BASKET
57-020-54 | BONE HOLDING FORCEPS (STANDARD SIZE)
57-020-54 C | BONE HOLDING FORCEPS (STANDARD SIZE), CONTAINER AND BASKET
57-020-56 | BASIC TOTAL HIP SET
57-020-56 C | BASIC TOTAL HIP SET, CONTAINER AND BASKET
57-020-58 | FINGER AMPUTATION SET
57-020-58 C | FINGER AMPUTATION SET, CONTAINER AND BASKET
57-020-60 | MENISECTOMY SET
57-020-60 C | MENISECTOMY SET, CONTAINER AND BASKET
57-020-62 | INSTRUMENT SET FOR FOOT SURGERY
57-020-62 C | INSTRUMENT SET FOR FOOT SURGERY, CONTAINER AND BASKET
57-020-64 | OSTEOTOME AND CHISEL SET
57-020-64 C | OSTEOTOME AND CHISEL SET, CONTAINER AND BASKET
57-020-66 | OSTEOMYELITIS SET, INFERIOR LIMBS
57-020-66 C | OSTEOMYELITIS SET, INFERIOR LIMBS, CONTAINER AND BASKET
57-020-68 | OSTEOMYELITIS SET, SUPERIOR LIMBS
57-020-68 C | OSTEOMYELITIS SET, SUPERIOR LIMBS, CONTAINER AND BASKET
57-020-70 | PLASTIC ORTHOPAEDIC SET
57-020-70 C | PLASTIC ORTHOPAEDIC SET, CONTAINER AND BASKET
UROLOGY
57-025-00 | BASIC INSTRUMENTS SET
57-025-00 C | BASIC INSTRUMENTS SET, CONTAINER AND BASKET
57-025-02 | UROLOGICAL PLASTIC SURGERY SET
57-025-02 C | UROLOGICAL PLASTIC SURGERY SET, CONTAINER AND BASKET
57-025-04 | DELICATE UROLOGY INSTRUMENTS
57-025-04 C | DELICATE UROLOGY INSTRUMENTS, CONTAINER AND BASKET
57-025-06 | SUPPLEMENT PROSTATECTOMY INSTRUMENTS SET
57-025-06 C | SUPPLEMENT PROSTATECTOMY INSTRUMENTS SET, CONTAINER AND BASKET
57-025-08 | SUPPLEMENT NEPHRECTOMY INSTRUMENTS SET
57-025-08 C | SUPPLEMENT NEPHRECTOMY INSTRUMENTS SET, CONTAINER AND BASKET
57-025-10 | PUNCTURE INSTRUMENTS
57-025-10 C | PUNCTURE INSTRUMENTS, CONTAINER AND BASKET
57-025-12 | CIRCUMCISION SET
57-025-12 C | CIRCUMCISION SET, CONTAINER AND BASKET
57-025-14 | MICRO INSTRUMENTS SET
57-025-14 C | MICRO INSTRUMENTS SET, CONTAINER AND BASKET
57-025-16 | RIB SUPPLEMENTARY INSTRUMENTS SET
57-025-16 C | RIB SUPPLEMENTARY INSTRUMENTS SET, CONTAINER AND BASKET
57-025-18 | HYDROCELE INSTRUMENTS SET
57-025-18 C | HYDROCELE INSTRUMENTS SET, CONTAINER AND BASKET
57-025-20 | EPISPADY SET
57-025-20 C | EPISPADY SET, CONTAINER AND BASKET
57-025-22 | SUPRAPUBIC PROSTATECTOMY INSTRUMENTS SET
57-025-22 C | SUPRAPUBIC PROSTATECTOMY INSTRUMENTS SET, CONTAINER AND BASKET
57-025-24 | PYELOPLASTIC SUPPLEMENT INSTRUMENT SET
57-025-24 C | PYELOPLASTIC SUPPLEMENT INSTRUMENT SET, CONTAINER AND BASKET
57-025-26 | BLADDER SUPPLEMENT INSTRUMENT SET
57-025-26 C | BLADDER SUPPLEMENT INSTRUMENT SET, CONTAINER AND BASKET
57-025-28 | KIDNEY INSTRUMENT SET
57-025-28 C | KIDNEY INSTRUMENT SET, CONTAINER AND BASKET
57-025-30 | BLADDER INSTRUMENT SET
57-025-30 C | BLADDER INSTRUMENT SET, CONTAINER AND BASKET
57-025-32 | SUPPLEMENT SET FOR STONES
57-025-32 C | SUPPLEMENT SET FOR STONES, CONTAINER AND BASKET
57-025-34 | URETHRA SET
57-025-34 C | URETHRA SET, CONTAINER AND BASKET
57-025-36 | SUPPLEMENT SET FOR VESSEL
57-025-36 C | SUPPLEMENT SET FOR VESSEL, CONTAINER AND BASKET
57-025-38 | SET FOR ORCHIECTOMY TESTICLE OP (CRYPTORCHIDISM)
57-025-38 C | SET FOR ORCHIECTOMY TESTICLE OP (CRYPTORCHIDISM), CONTAINER AND BASKET
57-025-40 | ORCHIECTOMY SET
57-025-40 C | ORCHIECTOMY SET, CONTAINER AND BASKET
57-025-42 | EPISPADIAS REPAIR SET
57-025-42 C | EPISPADIAS REPAIR SET, CONTAINER AND BASKET
57-025-44 | MEATOTOMY SET
57-025-44 C | MEATOTOMY SET, CONTAINER AND BASKET
57-025-46 | CYSTECTOMY SET
57-025-46 C | CYSTECTOMY SET, CONTAINER AND BASKET
57-025-48 | URETEROTOMY SET
57-025-48 C | URETEROTOMY SET, CONTAINER AND BASKET
57-025-50 | URETEROLITHOTOMY SET
57-025-50 C | URETEROLITHOTOMY SET, CONTAINER AND BASKET
57-025-52 | VASECTOMY SET
57-025-52 C | VASECTOMY SET, CONTAINER AND BASKET
57-025-54 | PILONIDAL CYSTECTOMY SET
57-025-54 C | PILONIDAL CYSTECTOMY SET, CONTAINER AND BASKET
57-025-56 | HYPOSPADY SET
57-025-56 C | HYPOSPADY SET, CONTAINER AND BASKET
57-025-58 | GENITAL SET
57-025-58 C | GENITAL SET, CONTAINER AND BASKET
PLASTIC & RECONSTRUCTIVE
57-030-00 | BASIC INSTRUMENT SET FOR SOFT TISSUE
57-030-00 C | BASIC INSTRUMENT SET FOR SOFT TISSUE , CONTAINER AND BASKET
57-030-02 | MAMMA PLASTIC SET
57-030-02 C | MAMMA PLASTIC SET, CONTAINER AND BASKET
57-030-04 | EYELID PLASTIC SET
57-030-04 C | EYELID PLASTIC SET, CONTAINER AND BASKET
57-030-06 | MICRO INSTRUMENTS SET
57-030-06 C | MICRO INSTRUMENTS SET, CONTAINER AND BASKET
57-030-08 | OTOPEXY SET
57-030-08 C | OTOPEXY SET, CONTAINER AND BASKET
57-030-10 | SKIN GRAFTING SET
57-030-10 C | SKIN GRAFTING SET, CONTAINER AND BASKET
57-030-12 | RHINOPLASTIC SET
57-030-12 C | RHINOPLASTIC SET, CONTAINER AND BASKET
57-030-14 | LACHRYMAL TUNNELING RECONSTRUCTION SET
57-030-14 C | LACHRYMAL TUNNELING RECONSTRUCTION SET, CONTAINER AND BASKET
57-030-16 | LIP AND PALATE SET
57-030-16 C | LIP AND PALATE SET, CONTAINER AND BASKET
57-030-18 | FACELIFTING SET
57-030-18 C | FACELIFTING SET, CONTAINER AND BASKET
57-030-20 | BONE TRANSPLANTATION SET
57-030-20 C | BONE TRANSPLANTATION SET, CONTAINER AND BASKET
57-030-22 | KELOPLASTY SET
57-030-22 C | KELOPLASTY SET, CONTAINER AND BASKET
57-030-24 | PLATYSMA SET
57-030-24 C | PLATYSMA SET, CONTAINER AND BASKET
57-030-26 | BLEPHAROPLASTY SET
57-030-26 C | BLEPHAROPLASTY SET, CONTAINER AND BASKET
57-030-28 | BURNS DRESSING SET
57-030-28 C | BURNS DRESSING SET, CONTAINER AND BASKET
57-030-30 | AUGMENTATION EXTRAS SET
57-030-30 C | AUGMENTATION EXTRAS SET, CONTAINER AND BASKET
57-030-32 | HARELIP REPAIR SET
57-030-32 C | HARELIP REPAIR SET, CONTAINER AND BASKET
57-030-34 | RECONSTRUCTIVE SURGERY SET
57-030-34 C | RECONSTRUCTIVE SURGERY SET, CONTAINER AND BASKET
57-030-36 | PERFORATOR FLAP SET
57-030-36 C | PERFORATOR FLAP SET , CONTAINER AND BASKET
NEURO
57-035-00 | BASIC INSTRUMENT SET FOR CRANIOTOMY
57-035-00 C | BASIC INSTRUMENT SET FOR CRANIOTOMY, CONTAINER AND BASKET
57-035-02 | INTRA CRANIAL SURGERY INSTRUMENT SET
57-035-02 C | INTRA CRANIAL SURGERY INSTRUMENT SET, CONTAINER AND BASKET
57-035-04 | EMERGENCY INSTRUMENT SET
57-035-04 C | EMERGENCY INSTRUMENT SET, CONTAINER AND BASKET
57-035-06 | OCCIPITAL INSTRUMENT SET
57-035-06 C | OCCIPITAL INSTRUMENT SET, CONTAINER AND BASKET
57-035-08 | HYDROCEPHALUS SUPPLEMENT INSTRUMENT SET
57-035-08 C | HYDROCEPHALUS SUPPLEMENT INSTRUMENT SET, CONTAINER AND BASKET
57-035-10 | CAROTID LIGATION INSTRUMENT SET
57-035-10 C | CAROTID LIGATION INSTRUMENT SET, CONTAINER AND BASKET
57-035-12 | WIRE SAW SET
57-035-12 C | WIRE SAW SET, CONTAINER AND BASKET
57-035-14 | APPLYING FORCEPS FOR MC KENZIE CLIPS
57-035-14 C | APPLYING FORCEPS FOR MC KENZIE CLIPS CONTAINER AND BASKET
57-035-16 | MICRO INSTRUMENTS SET
57-035-16 C | MICRO INSTRUMENTS SET, CONTAINER AND BASKET
57-035-18 | CRUTCHFIELD SET
57-035-18 C | CRUTCHFIELD SET, CONTAINER AND BASKET
57-035-20 | PERIPHERE NERVS INSTRUMENTS SET
57-035-20 C | PERIPHERE NERVS INSTRUMENTS SET, CONTAINER AND BASKET
57-035-22 | MICRO NERVE INSTRUMENTS SET
57-035-22 C | MICRO NERVE INSTRUMENTS SET, CONTAINER AND BASKET
57-035-24 | CARPAL TUNNEL INSTRUMENTS SET
57-035-24 C | CARPAL TUNNEL INSTRUMENTS SET,CONTAINER AND BASKET
57-035-26 | LAMINECTOMY INSTRUMENTS SET
57-035-26 C | LAMINECTOMY INSTRUMENTS SET, CONTAINER AND BASKET
57-035-28 | LAMINECTOMY INSTRUMENTS SET FOR CHILDREN
57-035-28 C | LAMINECTOMY INSTRUMENTS SET FOR CHILDREN, CONTAINER AND BASKET
57-035-30 | EXAMINATION SET
57-035-32 | LUMBAR PUNCTURE SET
57-035-32 C | LUMBAR PUNCTURE SET, CONTAINER AND BASKET
57-035-34 | TRIGEMINUS SET
57-035-34 C | TRIGEMINUS SET, CONTAINER AND BASKET
57-035-36 | LEYLA RETRACTOR SET, SKULL FIXATION
57-035-36 C | LEYLA RETRACTOR SET, SKULL FIXATION, CONTAINER AND BASKET
57-035-38 | LEYLA RETRACTOR SET, TABLE FIXATION
57-035-38 C | LEYLA RETRACTOR SET, TABLE FIXATION, CONTAINER AND BASKET
57-035-40 | STANDARD SPINE SET
57-035-40 C | STANDARD SPINE SET, CONTAINER AND BASKET
ENT
57-040-00 | CLEFT PALATE SET
57-040-00 C | CLEFT PALATE SET, CONTAINER AND BASKET
57-040-02 | MYRINGOTOMY SET
57-040-02 C | MYRINGOTOMY SET, CONTAINER AND BASKET
57-040-04 | EAR TUMOR & POLYPUS EXTIRPATION SET
57-040-04 C | EAR TUMOR & POLYPUS EXTIRPATION SET, CONTAINER AND BASKET
57-040-06 | EAR FOREIGN BODY REMOVAL SET
57-040-06 C | EAR FOREIGN BODY REMOVAL SET, CONTAINER AND BASKET
57-040-08 | RHINOPLASTY SET
57-040-08 C | RHINOPLASTY SET, CONTAINER AND BASKET
57-040-10 | SUB-MUCOSAL RESECTION SET
57-040-10 C | SUB-MUCOSAL RESECTION SET, CONTAINER AND BASKET
57-040-12 | NASAL POLYP EXTIRPATION SET
57-040-12 C | NASAL POLYP EXTIRPATION SET, CONTAINER AND BASKET
57-040-14 | CALDWELL-LUC SET
57-040-14 C | CALDWELL-LUC SET, CONTAINER AND BASKET
57-040-16 | TONSILLECTOMY SET
57-040-16 C | TONSILLECTOMY SET, CONTAINER AND BASKET
57-040-18 | TRACHEOTOMY SET
57-040-18 C | TRACHEOTOMY SET, CONTAINER AND BASKET
57-040-20 | MASTOID SET
57-040-20 C | MASTOID SET, CONTAINER AND BASKET
57-040-22 | MICRO EAR INSTRUMENTS SET
57-040-22 C | MICRO EAR INSTRUMENTS SET, CONTAINER AND BASKET
57-040-24 | FOOTPLATE INSTRUMENTS / STAPEDECTOMY SET
57-040-24 C | FOOTPLATE INSTRUMENTS / STAPEDECTOMY SET, CONTAINER AND BASKET
57-040-26 | OTOPEXY SET
57-040-26 C | OTOPEXY SET, CONTAINER AND BASKET
57-040-28 | LARYNGECTOMY UND RADICAL NECK DISSECTION SET
57-040-28 C | LARYNGECTOMY UND RADICAL NECK DISSECTION SET, CONTAINER AND BASKET
57-040-30 | ENDONASAL MICRO-SURGERY SET
57-040-30 C | ENDONASAL MICRO-SURGERY SET, CONTAINER AND BASKET
57-040-32 | OTOPLASTY SET
57-040-32 C | OTOPLASTY SET, CONTAINER AND BASKET
57-040-34 | ANTROTOMY SET
57-040-34 C | ANTROTOMY SET, CONTAINER AND BASKET
57-040-36 | TYMPANOPLASTY AND STAPEDECTOMY
57-040-36 C | TYMPANOPLASTY AND STAPEDECTOMY SET, CONTAINER AND BASKET
57-040-38 | NASAL SEPTUM PLASTY (COTTLE) SET
57-040-38 C | NASAL SEPTUM PLASTY (COTTLE) SET, CONTAINER AND BASKET
57-040-40 | SOFT TISSUE AND NECK TUMOR REMOVING SET
57-040-40 C | SOFT TISSUE AND NECK TUMOR REMOVING SET, CONTAINER AND BASKET
57-040-42 | TYMPANIC MEMBRANE PARACENTESE SET
57-040-42 C | TYMPANIC MEMBRANE PARACENTESE SET, CONTAINER AND BASKET
57-040-44 | TYMPANIC DRAINAGE SET
57-040-44 C | TYMPANIC DRAINAGE SET, CONTAINER AND BASKET
57-040-46 | AURAL POLYP SET
57-040-46 C | AURAL POLYP SET, CONTAINER AND BASKET
57-040-48 | ABCESS SET
57-040-48 C | ABCESS SET, CONTAINER AND BASKET
57-040-50 | SMALL PARACENTESIS SET
57-040-50 C | SMALL PARACENTESIS SET, CONTAINER AND BASKET
57-040-52 | BIOPSY OF THE LARYNX SET
57-040-52 C | BIOPSY OF THE LARYNX SET, CONTAINER AND BASKET
57-040-54 | SUTURE AND WOUND CARE SET
57-040-54 C | SUTURE AND WOUND CARE SET, CONTAINER AND BASKET
57-040-56 | NASAL FRACTURE SET
57-040-56 C | NASAL FRACTURE SET, CONTAINER AND BASKET
57-040-58 | ANTRUM SET ENDONASAL
57-040-58 C | ANTRUM SET ENDONASAL, CONTAINER AND BASKET
57-040-60 | TONSILLAR HAEMORRHAGE SET
57-040-60 C | TONSILLAR HAEMORRHAGE, CONTAINER AND BASKET
57-040-62 | TONSILLAR ABCESS SET
57-040-62 C | TONSILLAR ABCESS SET, CONTAINER AND BASKET
57-040-64 | NASAL SEPTUM SURGERY SET (KILLIAN)
57-040-64 C | NASAL SEPTUM SURGERY SET (KILLIAN), CONTAINER AND BASKET
57-040-66 | ANTRUM RADICAL SET
57-040-66 C | ANTRUM RADICAL SET, CONTAINER AND BASKET
57-040-68 | ETHMOID SURGERY ENDONASAL SET
57-040-68 C | ETHMOID SURGERY ENDONASAL SET, CONTAINER AND BASKET
57-040-70 | SPHENOID SURGERY ENDONASAL SET
57-040-70 C | SPHENOID BONE SURGERY ENDONASAL SET, CONTAINER AND BASKET
57-040-72 | SALIVARY CALCULUS REMOVAL SET
57-040-72 C | SALIVARY CALCULUS REMOVAL SET, CONTAINER AND BASKET
57-040-74 | NASAL CYSTS EXCISION SET
57-040-74 C | NASAL CYSTS EXCISION SET, CONTAINER AND BASKET
57-040-76 | POSTOPERATIVE EMERGENCY TONSIL SET
57-040-76 C | POSTOPERATIVE EMERGENCY TONSIL, CONTAINER AND BASKET
57-040-78 | UVULECTOMY SET
57-040-78 C | UVULECTOMY SET, CONTAINER AND BASKET
57-040-80 | CERVICAL OR SCALENUS LYMPH NODE BIOPSY SET
57-040-80 C | CERVICAL OR SCALENUS LYMPH NODE BIOPSY SET, CONTAINER AND BASKET
57-040-82 | LARYNGOFISSURE SET
57-040-82 C | LARYNGOFISSURE SET, CONTAINER AND BASKET
57-040-84 | TONGUE BIOPSY SET
57-040-84 C | TONGUE BIOPSY SET, CONTAINER AND BASKET
57-040-86 | ENT SET
57-040-86 C | ENT SET, CONTAINER AND BASKET
57-040-88 | ENT EXAMINATION SET
57-040-88 C | ENT EXAMINATION SET, CONTAINER AND BASKET
57-040-90 | PALATOPLASTY SET
57-040-90 C | PALATOPLASTY SET, CONTAINER AND BASKET
57-040-92 | NASAL PACKING SET
57-040-92 C | NASAL PACKING SET, CONTAINER AND BASKET
57-040-96 | FESS SET BASIC
57-040-96 C | FESS SET BASIC, CONTAINER AND BASKET
57-041-00 | ENT BASIC SET UNITS
ORAL & MAXILLOFACIAL
57-045-00 | SOFT TISSUE SET (MAJOR)
57-045-00 C | SOFT TISSUE SET (MAJOR), CONTAINER AND BASKET
57-045-02 | SOFT TISSUE SET (MINOR)
57-045-02 C | SOFT TISSUE SET (MINOR), CONTAINER AND BASKET
57-045-04 | FRACTURE INSTRUMENTS (ADDITIONAL)
57-045-04 C | FRACTURE INSTRUMENTS (ADDITIONAL), CONTAINER AND BASKET
57-045-06 | MAXILLARY REPOSITION (SUPPLEMENTS) SET
57-045-06 C | MAXILLARY REPOSITION (SUPPLEMENTS) SET, CONTAINER AND BASKET
57-045-08 | SAGITTAL SPLIT SUPPLEMENTS
57-045-08 C | SAGITTAL SPLIT SUPPLEMENTS, CONTAINER AND BASKET
57-045-10 | EXTRACTION FORCEPS AND ROOT ELEVATORS
57-045-10 C | EXTRACTION FORCEPS AND ROOT ELEVATORS, CONTAINER AND BASKET
57-045-12 | SET FOR INTRAMAXILAR FIXATION
57-045-12 C | SET FOR INTRAMAXILAR FIXATION, CONTAINER AND BASKET
57-045-14 | BONE GRAFTING SUPPLEMENTS SET
57-045-14 C | BONE GRAFTING SUPPLEMENTS, CONTAINER AND BASKET
57-045-16 | CLEFT PALATE (SUPPLEMENTS) SET
57-045-16 C | CLEFT PALATE SUPPLEMENTS SET, CONTAINER AND BASKET
57-045-18 | MICROSURGERY SET
57-045-18 C | MICROSURGERY SET, CONTAINER AND BASKET
57-045-20 | RHINOPLASTIC SET
57-045-20 C | RHINOPLASTIC SET, CONTAINER AND BASKET
57-045-22 | WIRE REMOVAL SET
57-045-22 C | WIRE REMOVAL SET, CONTAINER AND BASKET
57-045-24 | ABSCESS SUPPLEMENT SET
57-045-24 C | ABSCESS SUPPLEMENT SET, CONTAINER AND BASKET
57-045-26 | TONGUE CYST EXCISION SET
57-045-26 C | TONGUE CYST EXCISION SET, CONTAINER AND BASKET
57-045-28 | HEMIGLOSSECTOMY SET
57-045-28 C | HEMIGLOSSECTOMY SET, CONTAINER AND BASKET
57-045-30 | SALIVARY GLANDS INCISION SET
57-045-30 C | SALIVARY GLANDS INCISION SET, CONTAINER AND BASKET
57-045-32 | SALIVARY GLANDS EXCISION AND LIGATION SET
57-045-32 C | SALIVARY GLANDS EXCISION AND LIGATION SET, CONTAINER AND BASKET
57-045-34 | SALIVARY GLANDS EXCISION AND LIGATION SET FOR ORAL
57-045-34 C | SALIVARY GLANDS EXCISION AND LIGATION SET FOR ORAL, CONTAINER AND BASKET
57-045-36 | BASIC SET OMF
57-045-36 C | BASIC SET OMF, CONTAINER AND BASKET
57-045-38 | ILIAC CREST EXTRACTION SET
57-045-38 C | ILIAC CREST EXTRACTION SET, CONTAINER AND BASKET
57-045-40 | RIB EXTRACTION SET ADULT
57-045-40 C | RIB EXTRACTION SET ADULT, CONTAINER AND BASKET
57-045-42 | RIB EXTRACTION SET CHILDREN
57-045-42 C | RIB EXTRACTION SET CHILDREN, CONTAINER AND BASKET
57-045-44 | SPLINT SET
57-045-44 C | SPLINT SET, CONTAINER AND BASKET
57-045-46 | ZYGOMATIC BONE REPOSITION, WIRE LIGATURE
57-045-46 C | ZYGOMATIC BONE REPOSITION, WIRE LIGATURE, CONTAINER AND BASKET
57-045-48 | CRANIOFACIAL SUSPENSION SET
57-045-48 C | CRANIOFACIAL SUSPENSION SET, CONTAINER AND BASKET
57-045-50 | PROGENIA SET
57-045-50 C | PROGENIA SET, CONTAINER AND BASKET
57-045-52 | PROGNATIC SET
57-045-52 C | PROGNATIC SET, CONTAINER AND BASKET
57-045-54 | LIP PLASTY SET
57-045-54 C | LIP PLASTY SET, CONTAINER AND BASKET
57-045-56 | SINUS SURGERY SET
57-045-56 C | SINUS SURGERY SET, CONTAINER AND BASKET
57-045-58 | SPLIT SKIN PLASTY SET
57-045-58 C | SPLIT SKIN PLASTY SET, CONTAINER AND BASKET
57-045-60 | MOUTH FLOOR DROP SET
57-045-60 C | MOUTH FLOOR DROP SET, CONTAINER AND BASKET
57-045-62 | CONSTRUCTIVE CREST PLASTY SET
57-045-62 C | CONSTRUCTIVE CREST PLASTY SET, CONTAINER AND BASKET
57-045-64 | VESTIBULE PLASTY SET WITH SPLIT SKIN
57-045-64 C | VESTIBULE PLASTY WITH SPLIT SKIN, CONTAINER AND BASKET
57-045-66 | SUPRAHYOIDAL DISSECTION SET
57-045-66 C | SUPRAHYOIDAL DISSECTION SET, CONTAINER AND BASKET
57-045-68 | PAROTIDECTOMY SET
57-045-68 C | PAROTIDECTOMY SET, CONTAINER AND BASKET
57-045-70 | NASAL OSTEOTOMY SET
57-045-70 C | NASAL OSTEOTOMY SET, CONTAINER AND BASKET
57-045-72 | TONGUE REDUCTION SET
57-045-72 C | TONGUE REDUCTION SET, CONTAINER AND BASKET
57-045-74 | LID CORRECTION SET
57-045-74 C | LID CORRECTION SET, CONTAINER AND BASKET
57-045-76 | MAXILLAR AND MANDIBULAR RESECTION SET
57-045-76 C | MAXILLAR AND MANDIBULAR RESECTION SET, CONTAINER AND BASKET
57-045-78 | ORBITAL EXENTERATION SET
57-045-78 C | ORBITAL EXENTERATION SET, CONTAINER AND BASKET
57-045-80 | SURGICAL EXTRACTION SET FOR WISDOM TEETH
57-045-80 C | SURGICAL EXTRACTION SET FOR WISDOM TEETH, CONTAINER AND BASKET
57-045-82 | FLAP SET
57-045-82 C | FLAP SET, CONTAINER AND BASKET
57-045-84 | MAXILLAR / MANDIBULAR SPLINT SET
57-045-84 C | MAXILLAR / MANDIBULAR SPLINT SET, CONTAINER AND BASKET
DERMATOLOGY
57-050-00 | DERMATOLOGICAL BASIC SET
57-050-00 C | DERMATOLOGICAL BASIC SET, CONTAINER AND BASKET
57-050-02 | SKIN PUNCH SET
57-050-02 C | SKIN PUNCH SET, CONTAINER AND BASKET
57-050-04 | MAJOR BASIC SET
57-050-04 C | MAJOR BASIC SET, CONTAINER AND BASKET
57-050-06 | BIOPSY SET
57-050-06 C | BIOPSY SET, CONTAINER AND BASKET
57-050-08 | SKIN TUMOR EXTIRPATION SET
57-050-08 C | SKIN TUMOR EXTIRPATION SET, CONTAINER AND BASKET
57-050-10 | LUPUS CURETTES SET
57-050-10 C | LUPUS CURETTES, CONTAINER AND BASKET
57-050-12 | SKIN TREPHINES SET
57-050-12 C | SKIN TREPHINES, CONTAINER AND BASKET
57-050-14 | DIFFERENT SINGLE-PACKED INSTRUMENT SET
57-050-16 | NAEVUS SET
PAEDIATRIC SURGERY
57-055-00 | BASIC INSTRUMENT SET
57-055-00 C | BASIC INSTRUMENT SET, CONTAINER AND BASKET
57-055-02 | INTESTINAL INSTRUMENT SET
57-055-02 C | INTESTINAL INSTRUMENT SET, CONTAINER AND BASKET
57-055-04 | THORAX INSTRUMENTS SET
57-055-04 C | THORAX INSTRUMENTS SET, CONTAINER AND BASKET
57-055-06 | CARDIOVASCULAR MICRO INSTRUMENTS SET
57-055-06 C | CARDIOVASCULAR MICRO INSTRUMENTS SET, CONTAINER AND BASKET
57-055-08 | EMERGENCY INSTRUMENTS SET (CARDIOVASCULAR)
57-055-08 C | EMERGENCY INSTRUMENTS SET(CARDIOVASC.), CONTAINER AND BASKET
57-055-10 | VENAE SECTIO / CUT DOWN SET
57-055-10 C | VENAE SECTIO / CUT DOWN SET, CONTAINER AND BASKET
57-055-12 | TRACHEOTOMY INSTRUMENTS SET
57-055-12 C | TRACHEOTOMY INSTRUMENTS SET, CONTAINER AND BASKET
57-055-14 | HERNIA AND APPENDIX FOR CHILDREN SET
57-055-14 C | HERNIA AND APPENDIX FOR CHILDREN SET, CONTAINER AND BASKET
57-055-16 | ABDOMINAL RETRACTOR SET, CHILDREN
57-055-18 | ABDOMINAL AND VAGINAL SET, CHILDREN
57-055-18 C | ABDOMINAL AND VAGINAL SET, CHILDREN, CONTAINER AND BASKET
57-055-20 | BASIC HEART SET BABIES AND CHILDREN
57-055-20 C | BASIC HEART SET FOR BABIES AND CHILDREN, CONTAINER AND BASKET
57-055-22 | BASIC PLASTIC SURGERY SET, CHILDREN
57-055-22 C | BASIC PLASTIC SET, CHILDREN, CONTAINER AND BASKET
57-055-24 | LAPAROTOMY SET
57-055-24 C | LAPAROTOMY SET, CONTAINER AND BASKET
57-055-26 | COOLEY BABY SET
57-055-26 C | COOLEY BABY SET, CONTAINER AND BASKET
57-055-28 | PAEDIATRIC DUCTUS CLAMPS SET
57-055-28 C | PAEDIATRIC DUCTUS CLAMPS SET, CONTAINER AND BASKET
57-055-30 | PAEDIATRIC STITCH SET
57-055-30 C | PAEDIATRIC STITCH SET, CONTAINER AND BASKET
HAND SURGERY
57-060-00 | BASIC INSTRUMENTS SOFT TISSUE / TENDONS
57-060-00 C | BASIC INSTRUMENTS SOFT TISSUE / TENDONS, CONTAINER AND BASKET
57-060-02 | BONE SET
57-060-02 C | BONE SET, CONTAINER AND BASKET
57-060-04 | SINGLE WRAPPED INSTRUMENTS SET
57-060-06 | MICRO INSTRUMENTS SET
57-060-06 C | MICRO INSTRUMENTS SET, CONTAINER AND BASKET
57-060-08 | SOFT TISSUE / TENDONS BASIC INSTRUMENTS SET
57-060-08 C | SOFT TISSUE / TENDONS BASIC INSTRUMENTS SET, CONTAINER AND BASKET
57-060-10 | EASYDRIVER SET
57-060-10 C | EASYDRIVER SET, CONTAINER AND BASKET
57-060-12 | HAND MICRO BASIC SET, FLAT HANDLE
57-060-12 C | HAND MICRO BASIC SET, FLAT HANDLE, CONTAINER AND BASKET
57-060-14 | HAND MICRO BASIC SET, ROUND HANDLE
57-060-14 C | HAND MICRO BASIC SET, ROUND HANDLE, CONTAINER AND BASKET
57-060-16 | FINGER AMPUTATION SET
RESCUSCITATION
57-065-00 | BASIC EQUIPMENT FOR EMERGENCY SHOCK OP SET
57-065-00 C | BASIC EQUIPMENT FOR EMERGENCY SHOCK OP SET, CONTAINER AND BASKET
57-065-02 | BLOOD PRESSURE MANOMETER AND STETHOSCOPE SET
57-065-04 | CHANGE OF BANDAGE SET
57-065-04 C | CHANGE OF BANDAGE SET, CONTAINER AND BASKET
57-065-06 | SUTURE REMOVING SET
57-065-08 | VENAE SECTIO / CUT DOWN SET
57-065-08 C | VENAE SECTIO / CUT DOWN SET, CONTAINER AND BASKET
57-065-10 | TRACHEOTOMY SET
57-065-10 C | TRACHEOTOMY SET, CONTAINER AND BASKET
57-065-12 | BANDAGE SCISSORS
57-065-14 | INDIVIDUAL INSTRUMENTS FOR BANDAGE TROLLEY
57-065-16 | INCISION SET
57-065-16 C | INCISION SET, CONTAINER AND BASKET
WARD
57-070-00 | BLOOD PRESSURE MANOMETER AND STEHTHOSCOPE SET
57-070-02 | BUELAU PUNCTURE SET
57-070-04 | CHANGE OF BANDAGE SET
57-070-06 | SUTURE REMOVING SET
57-070-08 | SOUNDING SET
57-070-10 | CUT DOWN SET
57-070-12 | TRACHEOSTOMY SET
57-070-14 | BANDAGE SCISSORS
57-070-16 | INSTRUMENTS FOR DOCTORS ROOM
57-070-18 | INDIVIDUAL INSTRUMENTS FOR BANDAGE TROLLEY
57-070-20 | EMERGENCY THORACOTOMY, ADULTS
57-070-22 | INCISION SET
57-070-24 | LIQUORDRAINAGE SET
57-070-26 | INSTRUMENTS FOR PLASTER ROOM
57-070-28 | ELECTRIC PLASTER SAW, PLASTER ROOM
57-070-30 | ADMISSION EXAMINATION SET
DENTAL
57-075-00 | EXAMINATION SET
57-075-00 C | EXAMINATION SET, CONTAINER AND BASKET
57-075-02 | IMPLANTOLOGY SET
57-075-02 C | IMPLANTOLOGY SET, CONTAINER AND BASKET
57-075-04 | PERIO SURGERY SET
57-075-04 C | PERIO SURGERY SET, CONTAINER ADN BASKET
57-075-06 | GINGIVECTOMY SET
57-075-06 C | GINGIVECTOMY SET, CONTAINER AND BASKET
57-075-08 | MUCOGINGIVAL SET
57-075-08 C | MUCOGINGIVAL SET, CONTAINER AND BASKET
57-075-10 | AMALGAM COMPOSITE FILLING SET
57-075-10 C | AMALGAM COMPOSITE FILLINGS SET, CONTAINER AND BASKET
57-075-12 | COMPOSITE FILLINGS SET
57-075-12 C | COMPOSITE FILLINGS SET, CONTAINER AND BASKET
57-075-14 | SURGICAL TOOTH EXTRACTION SET
57-075-14 C | SURGICAL TOOTH EXTRACTION SET, CONTAINER AND BASKET
57-075-16 | SUTURE AND SUTURE REMOVAL SET
57-075-16 C | SUTURE AND SUTURE REMOVAL SET, CONTAINER AND BASKET
57-075-18 | ROOT RESECTION SET
57-075-18 C | ROOT RESECTION SET, CONTAINER AND BASKET
57-075-20 | PAR PROPHYLAXIS SET, SMALL
57-075-20 C | PAR PROPHYLAXIS SET, SMALL, CONTAINER AND BASKET
57-075-22 | PAR PROPHYLAXIS SET, LARGE
57-075-22 C | PAR PROPHYLAXIS SET, LARGE, CONTAINER AND BASKET
57-075-24 | CARTRIDGE SYRINGES SET,
57-075-24 C | CARTRIDGE SYRINGES SET, CONTAINER AND BASKET
57-075-26 | IMPRESSION TRAYS SET
57-075-26 C | IMPRESSION TRAYS SET, CONTAINER AND BASKET
57-075-28 | DENTAL RESTORATIVE SET
57-075-28 C | DENTAL RESTORATIVE SET, CONTAINER AND BASKET
57-075-30 | ENDO BASIS SET
57-075-30 C | ENDO BASIS SET, CONTAINER AND BASKET
57-075-32 | DENTAL FORCEPS SET, ADULTS
57-075-32 C | DENTAL FORCEPS SET, ADULTS, CONTAINER AND BASKET
57-075-34 | DENTAL FORCEPS, CHILDREN
57-075-34 C | DENTAL FORCEPS, CHILDREN, CONTAINER AND BASKET
57-075-36 | DENTAL EMERGENCY SET
57-075-36 C | DENTAL EMERGENCY SET, CONTAINER AQND BASKET
57-075-38 | AMALGAM RESTORATIVE SET
57-075-38 C | AMALGAM RESTORATIVE SET, CONTAINER AND BASKET
57-075-40 | PERIODONTAL INSTRUMENT SET
57-075-40 C | PERIODONTAL INSTRUMENT SET, CONTAINER AND BASKET
57-075-42 | ENDO BASIS MODULE SET
57-075-42 C | ENDO BASIS MODULE SET, CONTAINER AND BASKET
57-075-44 | PROXIMAL FILLING INSTRUMENTS SET
57-075-44 C | PROXIMAL FILLING INSTRUMENTS SET, CONTAINER AND BASKET
57-075-46 | ROOT ELEVATORS SET
57-075-46 C | ROOT ELEVATORS SET, CONTAINER AND BASKET
57-075-48 | STANDARD OPERATIVE SET, CONSERVATIVE
57-075-48 C | STANDARD OPERATIVE SET, CONSERVATIVE, CONTAINER AND BASKET
57-075-50 | STANDARD ORTHODONTIC SET
57-075-50 C | STANDARD ORTHODONTIC SET, CONTAINER AND BASKET
57-075-52 | SMALL PROPHY SET
57-075-52 C | SMALL PROPHY SET, CONTAINER AND BASKET
57-075-54 | LARGE PROPHY SET
57-075-54 C | LARGE PROPHY SET, CONTAINER AND BASKET
TRANSPLANTATION
57-080-00 | ORGAN EXPLANTATION, KIDNEY, PANCREAS, LIVER,
57-080-00 C | ORGAN EXPLANTATION, KIDNEY, PANCREAS, LIVER, CONTAINER AND BASKET
57-080-02 | ORGAN PREPARATION SET, BACK TABLE
57-080-02 C | ORGAN PREPARATION SET, BACK TABLE, CONTAINER AND BASKET
57-080-04 | HEART EXPLANTATION SET, OUTWARD
57-080-04 C | HEART EXPLANTATION SET, OUTWARD, CONTAINER AND BASKET
57-080-06 | ABDOMINAL BASIC SET
57-080-06 C | ABDOMINAL BASIC SET, CONTAINER AND BASKET
57-080-08 | SYSTEM-SPECIFIC RETRACTOR SET
57-080-10 | KIDNEY PANCREAS SUPPLEMENT SET
57-080-10 C | KIDNEY PANCREAS SUPPLEMENT SET, CONTAINER AND BASKET
57-080-12 | LIVER SUPPLEMENT SET
57-080-12 C | LIVER SUPPLEMENT SET, CONTAINER AND BASKET
57-080-14 | PERFUSION SET
57-080-14 C | PERFUSION SET, CONTAINER AND BASKET
57-080-16 | STRERNUM OPENING AND CLOSING SET
57-080-16 C | STRERNUM OPENING AND CLOSING SET, CONTAINER AND BASKET
57-080-18 | HEART LUNG BASIC SET
57-080-18 C | HEART LUNG BASIC SET, CONTAINER AND BASKET
57-080-20 | THORAX AND LUNG SUPPLEMENT SET
57-080-20 C | THORAX AND LUNG SUPPLEMENT SET, CONTAINER AND BASKET
57-080-22 | CARDIAC / PULMONARY VASCULAR CLAMPS
57-080-22 C | CARDIAC / PULMONARY VASCULAR CLAMPS, CONTAINER AND BASKET
OUTPATIENT GENERAL SURGERY
57-100-00 | REMOVAL OF FINGERNAILS INSTRUMENTS SET
57-100-02 | CHANGE OF BANDAGE SET
57-100-04 | SUTURE REMOVING SET
57-100-06 | SPLINTER REMOVING SET
57-100-08 | INCISION SET
57-100-10 | RECTOSCOPY AND PROCTOSCOPY SET
57-100-12 | BIOPSY EXCISION SET
57-100-14 | DRESSING SET, SMALL
57-100-16 | DRESSING SET, LARGE
57-100-18 | BLOOD PRESSURE MANOMETER AND STETHOSCOPE
OUTPATIENT GYNAECOLOGY
57-105-00 | INDIVIDUAL INSTRUMENTS FOR EXAMATION
57-105-02 | VAGINAL FISTULA SET
57-105-04 | BIOPSY VAGINAL SET
57-105-06 | PLACENTA SET
57-105-08 | DRESSING SET, SMALL
57-105-10 | CHANGING OF BANDAGE SET
57-105-12 | SUTURE REMOVING SET
57-105-14 | BLOOD PRESSURE MANOMETER AND STETHOSCOPE
OUTPATIENT ORTHO
57-120-00 | CHANGE OF BANDAGE SET
57-120-02 | SUTURE REMOVING SET
57-120-04 | KIRSCHNER WIRE EXTENSION SET
57-120-06 | DRESSING SET FOR HAND
57-120-08 | INSTRUMENT SET FOR SMALL BONES
57-120-10 | DRESSING SET, SMALL
57-120-12 | DRESSING SET, LARGE
57-120-14 | BONE WIRING SET
57-120-16 | BLOOD PRESSURE MANOMETER AND STETHOSCOPE
OUTPATIENT UROLOGY
57-125-00 | PHIMOSIS SET
57-125-02 | BLADDER IRRIGATION
57-125-04 | CYSTOFIX SET
57-125-06 | INCISION SET
57-125-08 | CHANGE OF BANDAGE SET
57-125-10 | BLOOD PRESSURE MANOMETER AND STETHOSCOPE
OUTPATIENT PLASTIC
57-130-00 | CHANGE OF BANDAGE SET
57-130-02 | SUTURE REMOVING SET
57-130-04 | INCISION SET
57-130-06 | SOUNDING SET
57-130-08 | DRESSING SET, SMALL
57-130-10 | DRESSING SET, LARGE
57-130-12 | BLOOD PRESSURE MANOMETER AND STETHOSCOPE
OUTPATIENT NEURO
57-135-00 | CHANGE OF BANDAGE SET
57-135-02 | SUTURE REMOVING SET
57-135-04 | INCISION SET
57-135-06 | BLOOD PRESSURE MANOMETER AND STETHOSCOPE
OUTPATIENT ORL / ENT
57-140-00 | ABSCESS SET
57-140-02 | PARACENTESIS, SMALL
57-140-04 | BELLOCQ TAMPONADE SET
57-140-06 | EPISTAXIS SET, SMALL
57-140-08 | SINUS EXAMINATION SET
57-140-10 | GENERAL SINGLE INSTRUMENTS SET
57-140-12 | BLOOD PRESSURE MANOMETRE AND STETHOSCOPE
57-140-14 | EXAMINATION NOSE SET
57-140-16 | EXAMINATION EAR SET
OUTPATIENT PAEDIATRIC
57-155-00 | CHANGE OF BANDAGE SET
57-155-02 | SUTURE REMOVING SET
57-155-04 | SPLINTER REMOVING SET
57-155-06 | INCISION SET
57-155-08 | DRESSING SET, SMALL
57-155-10 | DRESSING SET, LARGE
57-155-12 | BLOOD PRESSURE MANOMETER AND STETHOSCOPE
57-155-14 | SPECULA CHILDREN SET
57-155-16 | PHIMOSIS SET
57-155-18 | MISCELLANEOUS

## General
ITEM CODE | DESCRIPTION | DESCRIPTION 2 | QTY
57-000-00 | MAJOR BASIC SET
15-737-25 | Förster-Ballenger forceps, curved, 25 cm |  | 4
15-702-27 | Gross-Maier sponge forceps, straight, 27 cm |  | 3
15-766-14 | Allis tissue forceps, 4x5, straight, 15 cm |  | 2
15-801-13 | Backhaus towel forceps, 13 cm |  | 8
10-103-01 | Scalpel handle, standard No. 3 |  | 2
10-104-01 | Scalpel handle, standard No. 4 |  | 1
12-201-18 | TC Metzenbaum scissors, curved, 18 cm |  | 2
12-201-20 | TC Metzenbaum scissors, curved, 20 cm |  | 1
12-231-16 | TC Mayo-Lexer scissors, curved, 16 cm |  | 1
11-003-16 | Surgical scissors, Fig. 2, curved, 16 cm, | sharp/blunt | 1
13-000-13 | Standard dressing forceps, straight, 13 cm |  | 2
13-000-20 | Standard dressing forceps, straight, 20 cm |  | 2
13-100-14 | Dissecting forceps 1x2, 14.5 cm |  | 2
13-100-20 | Dissecting forceps 1x2, 20 cm |  | 2
13-210-16 | De Bakey forceps, 1.5 mm, straight, 16 cm |  | 2
13-164-18 | Potts-Smith dissecting forceps, straight, 18 cm |  | 1
15-060-12 | Halsted-Mosquito forceps, straight, 12.5 cm |  | 10
15-061-12 | Halsted-Mosquito forceps, curved, 12.5 cm |  | 10
15-100-20 | Ochsner-Kocher forceps, straight, 20 cm |  | 2
15-201-04 | Overholt-Geissendörfer forceps, curved, 21 cm |  | 1
15-201-07 | Overholt-Geissendörfer forceps, curved, 21 cm |  | 1
15-341-20 | Mikulicz forceps, curved, 20 cm |  | 4
16-001-04 | Volkmann retractor, 4-prongs, sharp, 22 cm |  | 2
16-001-06 | Volkmann retractor, 6-prongs, sharp, 22 cm |  | 2
16-014-08 | Koerte retractor, sharp, 8-prongs, 24 cm |  | 1
16-018-01 | Langenbeck retractor, 30x11 mm |  | 2
16-018-07 | Langenbeck retractor, 50x11 mm |  | 2
16-028-03 | Mikulicz retractor, 120 x 50 mm, 26 cm |  | 1
16-048-03 | Simon retractor, 115 x 22 mm, 28 cm |  | 1
16-050-01 | Roux retractor, Fig. 1, 14 cm |  | 1
16-072-03 | Abdominal spatula, malleable, 330 x 30 mm |  | 1
10-610-14 | Director, 14.5 cm |  | 1
10-604-14 | Probe with ear, 14.5 cm |  | 1
17-753-25 | Ligature conductor, 19.5 cm |  | 1
17-765-19 | König ligature conductor, 3 mm, 19.5 cm |  | 1
17-731-20 | Deschamps ligature needle, left, blunt, 20 cm |  | 1
17-733-20 | Deschamps ligature needle, right, blunt, 20 cm |  | 1
10-914-10 | Poole suction cannula, Ø 10 mm, 22 cm |  | 1
18-012-15 | Crile-Wood TC-needle holder, 15 cm |  | 1
18-002-18 | Mayo-Hegar TC-needle holder, 18 cm |  | 2
18-002-20 | Mayo-Hegar TC-needle holder, 20 cm |  | 1
51-103-08 | Round bowls, Ø 85 mm, H 50 mm, 0.175 l |  | 1
51-103-11 | Round bowls, Ø 100 mm, H 50 mm, 0.25 l |  | 1
56-112-02 | Needle case perforated, with compartments | 150 x 95 x 13 mm | 1
57-000-00 C | MAJOR BASIC SET, CONTAINER AND BASKET
15-737-25 | Förster-Ballenger forceps, curved, 25 cm |  | 4
15-702-27 | Gross-Maier sponge forceps, straight, 27 cm |  | 3
15-766-14 | Allis tissue forceps, 4x5, straight, 15 cm |  | 2
15-801-13 | Backhaus towel forceps, 13 cm |  | 8
10-103-01 | Scalpel handle, standard No. 3 |  | 2
10-104-01 | Scalpel handle, standard No. 4 |  | 1
12-201-18 | TC Metzenbaum scissors, curved, 18 cm |  | 2
12-201-20 | TC Metzenbaum scissors, curved, 20 cm |  | 1
12-231-16 | TC Mayo-Lexer scissors, curved, 16 cm |  | 1
11-003-16 | Surgical scissors, Fig. 2, curved, 16 cm, | sharp/blunt | 1
13-000-13 | Standard dressing forceps, straight, 13 cm |  | 2
13-000-20 | Standard dressing forceps, straight, 20 cm |  | 2
13-100-14 | Dissecting forceps 1x2, 14.5 cm |  | 2
13-100-20 | Dissecting forceps 1x2, 20 cm |  | 2
13-210-16 | De Bakey forceps, 1.5 mm, straight, 16 cm |  | 2
13-164-18 | Potts-Smith dissecting forceps, straight, 18 cm |  | 1
15-060-12 | Halsted-Mosquito forceps, straight, 12.5 cm |  | 10
15-061-12 | Halsted-Mosquito forceps, curved, 12.5 cm |  | 10
15-100-20 | Ochsner-Kocher forceps, straight, 20 cm |  | 2
15-201-04 | Overholt-Geissendörfer forceps, curved, 21 cm |  | 1
15-201-07 | Overholt-Geissendörfer forceps, curved, 21 cm |  | 1
15-341-20 | Mikulicz forceps, curved, 20 cm |  | 4
16-001-04 | Volkmann retractor, 4-prongs, sharp, 22 cm |  | 2
16-001-06 | Volkmann retractor, 6-prongs, sharp, 22 cm |  | 2
16-014-08 | Koerte retractor, sharp, 8-prongs, 24 cm |  | 1
16-018-01 | Langenbeck retractor, 30x11 mm |  | 2
16-018-07 | Langenbeck retractor, 50x11 mm |  | 2
16-028-03 | Mikulicz retractor, 120 x 50 mm, 26 cm |  | 1
16-048-03 | Simon retractor, 115 x 22 mm, 28 cm |  | 1
16-050-01 | Roux retractor, Fig. 1, 14 cm |  | 1
16-072-03 | Abdominal spatula, malleable, 330 x 30 mm |  | 1
10-610-14 | Director, 14.5 cm |  | 1
10-604-14 | Probe with ear, 14.5 cm |  | 1
17-753-25 | Ligature conductor, 19.5 cm |  | 1
17-765-19 | König ligature conductor, 3 mm, 19.5 cm |  | 1
17-731-20 | Deschamps ligature needle, left, blunt, 20 cm |  | 1
17-733-20 | Deschamps ligature needle, right, blunt, 20 cm |  | 1
10-914-10 | Poole suction cannula, Ø 10 mm, 22 cm |  | 1
18-012-15 | Crile-Wood TC-needle holder, 15 cm |  | 1
18-002-18 | Mayo-Hegar TC-needle holder, 18 cm |  | 2
18-002-20 | Mayo-Hegar TC-needle holder, 20 cm |  | 1
51-103-08 | Round bowls, Ø 85 mm, H 50 mm, 0.175 l |  | 1
51-103-11 | Round bowls, Ø 100 mm, H 50 mm, 0.25 l |  | 1
56-112-02 | Needle case perforated, with compartments | 150 x 95 x 13 mm | 1
55-110-62 | Container bottom, aluminium, 600 x 272 x 138 mm, | non perforated | 1
55-110-90 | Container lid, aluminium, silver, 585 x 285 mm, | perforated | 1
55-190-05 | Wire basket, 480 x 245 x 50 mm |  | 2
55-820-03 | Identification label, red |  | 1
57-000-02 | MINOR BASIC SET
15-703-27 | Gross-Maier sponge forceps, curved, 27 cm |  | 4
15-702-27 | Gross-Maier sponge forceps, straight, 27 cm |  | 2
15-766-15 | Allis tissue forceps, 5x6, straight, 15 cm |  | 2
15-801-11 | Backhaus towel forceps, 11 cm |  | 6
15-803-11 | Backhaus towel forceps, 11 cm, with holder | for tubing up to Ø 15 mm | 1
10-103-01 | Scalpel handle, standard No. 3 |  | 1
10-104-01 | Scalpel handle, standard No. 4 |  | 1
10-199-00 | Scalpel remover |  | 2
13-000-14 | Standard dressing forceps, straight, 14.5 cm |  | 3
13-000-18 | Standard dressing forceps, straight, 18 cm |  | 2
13-100-14 | Dissecting forceps 1x2, 14.5 cm |  | 3
13-100-18 | Dissecting forceps 1x2, 18 cm |  | 2
13-058-17 | Taylor, forceps, straight, 17 cm with scarper |  | 1
11-201-18 | Metzenbaum scissors, curved, Fig. 1, 18 cm |  | 2
11-201-20 | Metzenbaum scissors, curved, Fig. 1, 20 cm |  | 1
11-002-16 | Surgical scissors, Fig. 2, straight, 16 cm, | sharp/blunt | 1
12-731-17 W | TC Mayo ligature scissors, curved, 17 cm W |  | 1
11-441-11 | Iris scissors (M), curved, 11 cm |  | 1
11-011-12 | Surgical scissors curved, delicate, Fig.1, 12 cm | blunt/blunt | 1
15-160-12 | Halsted-Mosquito forceps, straight, 1x2, 12 cm |  | 4
15-161-12 | Halsted-Mosquito forceps, curved, 1x2, 12 cm |  | 4
15-061-12 | Halsted-Mosquito forceps, curved, 12.5 cm |  | 4
15-000-20 | Pean forceps, straight, 20 cm |  | 2
15-201-03 | Overholt-Geissendörfer forceps, curved, 21 cm |  | 2
15-343-20 | Mikulicz forceps, curved, 20 cm |  | 4
16-007-04 | Kocher retractor, 4-prongs, blunt, 22 cm |  | 2
16-007-02 | Kocher retractor, 2-prongs, blunt, 22 cm |  | 2
16-133-12 | Cushing vein hook, 12 mm, 20 cm |  | 2
16-050-01 | Roux retractor, Fig. 1, 14 cm |  | 1
16-018-15 | Langenbeck retractor, hollow handle, 40x11 mm |  | 2
18-002-18 | Mayo-Hegar TC-needle holder, 18 cm |  | 3
18-004-20 | De Bakey TC-needle holder, 20 cm, | Mayo Hegar delicate | 1
17-731-20 | Deschamps ligature needle, left, blunt, 20 cm |  | 1
17-767-19 | König ligature conductor, 5 mm, 19.5 cm |  | 1
10-613-14 | Doyen director, curved, 14 cm |  | 1
17-721-13 | Kronecker ligature needle, for right hand, 13 cm |  | 1
10-602-16 | Probe, Ø 2 mm, 16 cm |  | 1
10-705-08 G | Redon guide needle curved, 8 Charr. | with thread | 1
10-705-12 G | Redon guide needle curved, 12 Charr. | with thread | 1
15-703-20 | Gross-Maier sponge forceps, curved, 20 cm |  | 1
51-105-11 | Round bowls, Ø 116 mm, H 35 mm, 0.30 l |  | 2
56-112-02 | Needle case perforated, with compartments | 150 x 95 x 13 mm | 1
57-000-02 C | MINOR BASIC SET, CONTAINER AND BASKET
15-703-27 | Gross-Maier sponge forceps, curved, 27 cm |  | 4
15-702-27 | Gross-Maier sponge forceps, straight, 27 cm |  | 2
15-766-15 | Allis tissue forceps, 5x6, straight, 15 cm |  | 2
15-801-11 | Backhaus towel forceps, 11 cm |  | 6
15-803-11 | Backhaus towel forceps, 11 cm, with holder | for tubing up to Ø 15 mm | 1
10-103-01 | Scalpel handle, standard No. 3 |  | 1
10-104-01 | Scalpel handle, standard No. 4 |  | 1
10-199-00 | Scalpel remover |  | 2
13-000-14 | Standard dressing forceps, straight, 14.5 cm |  | 3
13-000-18 | Standard dressing forceps, straight, 18 cm |  | 2
13-100-14 | Dissecting forceps 1x2, 14.5 cm |  | 3
13-100-18 | Dissecting forceps 1x2, 18 cm |  | 2
13-058-17 | Taylor, forceps, straight, 17 cm with scarper |  | 1
11-201-18 | Metzenbaum scissors, curved, Fig. 1, 18 cm |  | 2
11-201-20 | Metzenbaum scissors, curved, Fig. 1, 20 cm |  | 1
11-002-16 | Surgical scissors, Fig. 2, straight, 16 cm, | sharp/blunt | 1
12-731-17 W | TC Mayo ligature scissors, curved, 17 cm W |  | 1
11-441-11 | Iris scissors (M), curved, 11 cm |  | 1
11-011-12 | Surgical scissors curved, delicate, Fig.1, 12 cm | blunt/blunt | 1
15-160-12 | Halsted-Mosquito forceps, straight, 1x2, 12 cm |  | 4
15-161-12 | Halsted-Mosquito forceps, curved, 1x2, 12 cm |  | 4
15-061-12 | Halsted-Mosquito forceps, curved, 12.5 cm |  | 4
15-000-20 | Pean forceps, straight, 20 cm |  | 2
15-201-03 | Overholt-Geissendörfer forceps, curved, 21 cm |  | 2
15-343-20 | Mikulicz forceps, curved, 20 cm |  | 4
16-007-04 | Kocher retractor, 4-prongs, blunt, 22 cm |  | 2
16-007-02 | Kocher retractor, 2-prongs, blunt, 22 cm |  | 2
16-133-12 | Cushing vein hook, 12 mm, 20 cm |  | 2
16-050-01 | Roux retractor, Fig. 1, 14 cm |  | 1
16-018-15 | Langenbeck retractor, hollow handle, 40x11 mm |  | 2
18-002-18 | Mayo-Hegar TC-needle holder, 18 cm |  | 3
18-004-20 | De Bakey TC-needle holder, 20 cm, | Mayo Hegar delicate | 1
17-731-20 | Deschamps ligature needle, left, blunt, 20 cm |  | 1
17-767-19 | König ligature conductor, 5 mm, 19.5 cm |  | 1
10-613-14 | Doyen director, curved, 14 cm |  | 1
17-721-13 | Kronecker ligature needle, for right hand, 13 cm |  | 1
10-602-16 | Probe, Ø 2 mm, 16 cm |  | 1
10-705-08 G | Redon guide needle curved, 8 Charr. | with thread | 1
10-705-12 G | Redon guide needle curved, 12 Charr. | with thread | 1
15-703-20 | Gross-Maier sponge forceps, curved, 20 cm |  | 1
51-105-11 | Round bowls, Ø 116 mm, H 35 mm, 0.30 l |  | 2
56-112-02 | Needle case perforated, with compartments | 150 x 95 x 13 mm | 1
55-310-61 | Container bottom, aluminium, 310 x 272 x 116 mm, | non perforated | 1
55-310-90 | Container lid, aluminium, silver, 295 x 280 mm, | perforated | 1
55-390-05 | Wire basket, 246 x 246 x 50 mm |  | 1
55-820-03 | Identification label, red |  | 1
57-000-04 | CHOLECYSTECTOMY SET
12-241-28 | TC Thorek scissors, curved, 28 cm |  | 1
12-211-25 | TC Metzenbaum scissors, delicate, curved, 25 cm |  | 1
11-553-19 | Potts-Smith scissors 45°, angled, 19 cm |  | 1
15-355-25 | Mixter forceps, curved, 25 cm |  | 2
15-121-26 | Bengolea forceps, curved, 26 cm |  | 2
15-736-25 | Förster-Ballenger forceps, straight, 25 cm |  | 1
15-737-18 | Förster-Ballenger forceps, curved, 18 cm |  | 1
34-241-20 | Blake gall stone forceps, curved, 20 cm |  | 1
34-249-01 | Dejardins gall stone forceps, Fig. 1, 23 cm |  | 1
33-110-23 | Doyen atrauma clamp, straight, 23.5 cm |  | 2
13-208-30 | De Bakey forceps, 2.0 mm, straight, 30 cm |  | 2
13-210-24 | De Bakey forceps, 1.5 mm, straight, 24 cm |  | 2
34-102-03 | Bakes dilator, malleable, 31 cm, Ø 3 mm |  | 1
34-102-04 | Bakes dilator, malleable, 31 cm, Ø 4 mm |  | 1
34-102-05 | Bakes dilator, malleable, 31 cm, Ø 5 mm |  | 1
34-102-06 | Bakes dilator, malleable, 31 cm, Ø 6 mm |  | 1
34-102-07 | Bakes dilator, malleable, 31 cm, Ø 7 mm |  | 1
34-102-08 | Bakes dilator, malleable, 31 cm, Ø 8 mm |  | 1
34-102-09 | Bakes dilator, malleable, 31 cm, Ø 9 mm |  | 1
34-102-10 | Bakes dilator, malleable, 31 cm, Ø 10 mm |  | 1
34-102-11 | Bakes dilator, malleable, 31 cm, Ø 11 mm |  | 1
34-120-08 | Luer-Koerte gall stone scoop, Fig. 5, 31 cm |  | 1
34-120-01 | Luer-Koerte gall stone scoop, Fig. 000, 31 cm |  | 1
34-120-02 | Luer-Koerte gall stone scoop, Fig. 00, 31 cm |  | 1
51-103-08 | Round bowls, Ø 85 mm, H 50 mm, 0.175 l |  | 1
51-103-11 | Round bowls, Ø 100 mm, H 50 mm, 0.25 l |  | 1
57-000-04 C | CHOLECYSTECTOMY SET, CONTAINER AND BASKET
12-241-28 | TC Thorek scissors, curved, 28 cm |  | 1
12-211-25 | TC Metzenbaum scissors, delicate, curved, 25 cm |  | 1
11-553-19 | Potts-Smith scissors 45°, angled, 19 cm |  | 1
15-355-25 | Mixter forceps, curved, 25 cm |  | 2
15-121-26 | Bengolea forceps, curved, 26 cm |  | 2
15-736-25 | Förster-Ballenger forceps, straight, 25 cm |  | 1
15-737-18 | Förster-Ballenger forceps, curved, 18 cm |  | 1
34-241-20 | Blake gall stone forceps, curved, 20 cm |  | 1
34-249-01 | Dejardins gall stone forceps, Fig. 1, 23 cm |  | 1
33-110-23 | Doyen atrauma clamp, straight, 23.5 cm |  | 2
13-208-30 | De Bakey forceps, 2.0 mm, straight, 30 cm |  | 2
13-210-24 | De Bakey forceps, 1.5 mm, straight, 24 cm |  | 2
34-102-03 | Bakes dilator, malleable, 31 cm, Ø 3 mm |  | 1
34-102-04 | Bakes dilator, malleable, 31 cm, Ø 4 mm |  | 1
34-102-05 | Bakes dilator, malleable, 31 cm, Ø 5 mm |  | 1
34-102-06 | Bakes dilator, malleable, 31 cm, Ø 6 mm |  | 1
34-102-07 | Bakes dilator, malleable, 31 cm, Ø 7 mm |  | 1
34-102-08 | Bakes dilator, malleable, 31 cm, Ø 8 mm |  | 1
34-102-09 | Bakes dilator, malleable, 31 cm, Ø 9 mm |  | 1
34-102-10 | Bakes dilator, malleable, 31 cm, Ø 10 mm |  | 1
34-102-11 | Bakes dilator, malleable, 31 cm, Ø 11 mm |  | 1
34-120-08 | Luer-Koerte gall stone scoop, Fig. 5, 31 cm |  | 1
34-120-01 | Luer-Koerte gall stone scoop, Fig. 000, 31 cm |  | 1
34-120-02 | Luer-Koerte gall stone scoop, Fig. 00, 31 cm |  | 1
51-103-08 | Round bowls, Ø 85 mm, H 50 mm, 0.175 l |  | 1
51-103-11 | Round bowls, Ø 100 mm, H 50 mm, 0.25 l |  | 1
55-210-61 | Container bottom, aluminium, 475 x 272 x 116 mm, | non perforated | 1
55-210-90 | Container lid, aluminium, silver, 460 x 285 mm, | perforated | 1
55-290-05 | Wire basket, 405 x 245 x 50 mm |  | 1
55-820-03 | Identification label, red |  | 1
57-000-06 | GASTROINTESTINAL SET
10-103-01 | Scalpel handle, standard No. 3 |  | 2
11-011-12 | Surgical scissors curved, delicate, Fig.1, 12 cm | blunt/blunt | 1
11-211-14 | Metzenbaum scissors, delicate, curved, | blunt/blunt, 14 cm | 1
11-002-14 | Surgical scissors, Fig. 2, straight, 14 cm, | sharp/blunt | 1
11-003-16 | Surgical scissors, Fig. 2, curved, 16 cm, | sharp/blunt | 1
13-210-16 | De Bakey forceps, 1.5 mm, straight, 16 cm |  | 2
13-154-12 | Semken dissecting forceps, straight, 1x2, 12 cm |  | 2
33-110-23 | Doyen atrauma clamp, straight, 23.5 cm |  | 2
33-111-23 | Doyen atrauma clamp, curved, 23 cm |  | 2
33-110-18 | Doyen atrauma clamp, straight, 18.5 cm |  | 2
33-111-18 | Doyen atrauma clamp, curved, 18 cm |  | 2
15-000-22 | Pean forceps, straight, 22 cm |  | 4
18-012-15 | Crile-Wood TC-needle holder, 15 cm |  | 2
57-000-06 C | GASTROINTESTINAL SET, CONTAINER AND BASKET
10-103-01 | Scalpel handle, standard No. 3 |  | 2
11-011-12 | Surgical scissors curved, delicate, Fig.1, 12 cm | blunt/blunt | 1
11-211-14 | Metzenbaum scissors, delicate, curved, | blunt/blunt, 14 cm | 1
11-002-14 | Surgical scissors, Fig. 2, straight, 14 cm, | sharp/blunt | 1
11-003-16 | Surgical scissors, Fig. 2, curved, 16 cm, | sharp/blunt | 1
13-210-16 | De Bakey forceps, 1.5 mm, straight, 16 cm |  | 2
13-154-12 | Semken dissecting forceps, straight, 1x2, 12 cm |  | 2
33-110-23 | Doyen atrauma clamp, straight, 23.5 cm |  | 2
33-111-23 | Doyen atrauma clamp, curved, 23 cm |  | 2
33-110-18 | Doyen atrauma clamp, straight, 18.5 cm |  | 2
33-111-18 | Doyen atrauma clamp, curved, 18 cm |  | 2
15-000-22 | Pean forceps, straight, 22 cm |  | 4
18-012-15 | Crile-Wood TC-needle holder, 15 cm |  | 2
55-310-60 | Container bottom, aluminium, 310 x 272 x 96 mm, | non perforated | 1
55-310-90 | Container lid, aluminium, silver, 295 x 280 mm, | perforated | 1
55-390-05 | Wire basket, 246 x 246 x 50 mm |  | 1
55-820-03 | Identification label, red |  | 1
57-000-08 | RECTAL SURGERY SET
10-103-04 | Scalpel handle No. 3 L |  | 1
18-004-31 | De Bakey TC-needle holder, 31 cm |  | 2
12-201-30 | TC Metzenbaum scissors, curved, 30 cm |  | 1
15-232-30 | Zenker forceps, curved, 30 cm |  | 4
15-203-04 | Overholt-Geissendörfer forceps, curved, 27 cm |  | 2
16-043-01 | Kelly retractor, 190 x 38 mm, 27 cm |  | 1
16-043-02 | Kelly retractor, 190 x 57 mm, 27 cm |  | 1
13-204-30 | De Bakey forceps, 2.8 mm, straight, 30 cm |  | 2
15-768-30 | Allis atrauma forceps, straight, 30 cm |  | 2
33-194-26 | Resano atrauma rectal forceps, elastic, 26.5 cm |  | 1
17-731-20 | Deschamps ligature needle, left, blunt, 20 cm |  | 2
17-731-24 | Deschamps ligature needle, left, blunt, 24 cm |  | 2
17-743-30 | Brunner ligature needle, 30 cm |  | 1
17-747-30 | Brunner ligature conductor, 30 cm |  | 1
17-753-25 | Ligature conductor, 19.5 cm |  | 1
17-765-19 | König ligature conductor, 3 mm, 19.5 cm |  | 1
17-770-22 | Payr ligature conductor, straight, 5 mm, 22 cm |  | 1
17-771-22 | Payr ligature conductor, curved, 5 mm, 22 cm |  | 1
57-000-08 C | RECTAL SURGERY SET, CONTAINER AND BASKET
10-103-04 | Scalpel handle No. 3 L |  | 1
18-004-31 | De Bakey TC-needle holder, 31 cm |  | 2
12-201-30 | TC Metzenbaum scissors, curved, 30 cm |  | 1
15-232-30 | Zenker forceps, curved, 30 cm |  | 4
15-203-04 | Overholt-Geissendörfer forceps, curved, 27 cm |  | 2
16-043-01 | Kelly retractor, 190 x 38 mm, 27 cm |  | 1
16-043-02 | Kelly retractor, 190 x 57 mm, 27 cm |  | 1
13-204-30 | De Bakey forceps, 2.8 mm, straight, 30 cm |  | 2
15-768-30 | Allis atrauma forceps, straight, 30 cm |  | 2
33-194-26 | Resano atrauma rectal forceps, elastic, 26.5 cm |  | 1
17-731-20 | Deschamps ligature needle, left, blunt, 20 cm |  | 2
17-731-24 | Deschamps ligature needle, left, blunt, 24 cm |  | 2
17-743-30 | Brunner ligature needle, 30 cm |  | 1
17-747-30 | Brunner ligature conductor, 30 cm |  | 1
17-753-25 | Ligature conductor, 19.5 cm |  | 1
17-765-19 | König ligature conductor, 3 mm, 19.5 cm |  | 1
17-770-22 | Payr ligature conductor, straight, 5 mm, 22 cm |  | 1
17-771-22 | Payr ligature conductor, curved, 5 mm, 22 cm |  | 1
55-210-60 | Container bottom, aluminium, 475 x 272 x 96 mm, | non perforated | 1
55-210-90 | Container lid, aluminium, silver, 460 x 285 mm, | perforated | 1
55-290-05 | Wire basket, 405 x 245 x 50 mm |  | 1
55-820-03 | Identification label, red |  | 1
57-000-10 | INCISION & DRAINAGE SET
10-103-01 | Scalpel handle, standard No. 3 |  | 1
13-000-14 | Standard dressing forceps, straight, 14.5 cm |  | 2
13-100-14 | Dissecting forceps 1x2, 14.5 cm |  | 2
15-703-20 | Gross-Maier sponge forceps, curved, 20 cm |  | 1
40-466-02 | Schede bone curette, Fig. 000, 17 cm |  | 1
40-466-03 | Schede bone curette, Fig. 00, 17 cm |  | 1
40-466-04 | Schede bone curette, Fig. 0, 17 cm |  | 1
40-466-05 | Schede bone curette, Fig. 1, 17 cm |  | 1
40-466-06 | Schede bone curette, Fig. 2, 17 cm |  | 1
40-466-07 | Schede bone curette, Fig. 3, 17 cm |  | 1
18-002-18 | Mayo-Hegar TC-needle holder, 18 cm |  | 1
11-003-16 | Surgical scissors, Fig. 2, curved, 16 cm, | sharp/blunt | 1
15-049-13 | Baby Crile forceps, curved, 14 cm |  | 2
57-000-10 C | INCISION & DRAINAGE SET, CONTAINER AND BASKET
10-103-01 | Scalpel handle, standard No. 3 |  | 1
13-000-14 | Standard dressing forceps, straight, 14.5 cm |  | 2
13-100-14 | Dissecting forceps 1x2, 14.5 cm |  | 2
15-703-20 | Gross-Maier sponge forceps, curved, 20 cm |  | 1
40-466-02 | Schede bone curette, Fig. 000, 17 cm |  | 1
40-466-03 | Schede bone curette, Fig. 00, 17 cm |  | 1
40-466-04 | Schede bone curette, Fig. 0, 17 cm |  | 1
40-466-05 | Schede bone curette, Fig. 1, 17 cm |  | 1
40-466-06 | Schede bone curette, Fig. 2, 17 cm |  | 1
40-466-07 | Schede bone curette, Fig. 3, 17 cm |  | 1
18-002-18 | Mayo-Hegar TC-needle holder, 18 cm |  | 1
11-003-16 | Surgical scissors, Fig. 2, curved, 16 cm, | sharp/blunt | 1
15-049-13 | Baby Crile forceps, curved, 14 cm |  | 2
55-310-60 | Container bottom, aluminium, 310 x 272 x 96 mm, | non perforated | 1
55-310-90 | Container lid, aluminium, silver, 295 x 280 mm, | perforated | 1
55-390-05 | Wire basket, 246 x 246 x 50 mm |  | 1
55-820-03 | Identification label, red |  | 1
57-000-12 | SUTURE SET ( SMALL)
10-103-01 | Scalpel handle, standard No. 3 |  | 1
13-100-14 | Dissecting forceps 1x2, 14.5 cm |  | 2
13-042-12 | Adson dressing forceps, 12 cm |  | 1
15-063-10 | Micro-Mosquito forceps, curved, 10 cm |  | 2
15-703-20 | Gross-Maier sponge forceps, curved, 20 cm |  | 1
18-012-15 | Crile-Wood TC-needle holder, 15 cm |  | 1
51-103-04 | Round bowls, Ø 40 mm, H 25 mm, 0.015 l |  | 1
57-000-12 C | SUTURE SET ( SMALL), CONTAINER AND BASKET
10-103-01 | Scalpel handle, standard No. 3 |  | 1
13-100-14 | Dissecting forceps 1x2, 14.5 cm |  | 2
13-042-12 | Adson dressing forceps, 12 cm |  | 1
15-063-10 | Micro-Mosquito forceps, curved, 10 cm |  | 2
15-703-20 | Gross-Maier sponge forceps, curved, 20 cm |  | 1
18-012-15 | Crile-Wood TC-needle holder, 15 cm |  | 1
51-103-04 | Round bowls, Ø 40 mm, H 25 mm, 0.015 l |  | 1
55-510-61 | Container bottom, aluminium, 320 x 186 x 59 mm, | non perforated - for Special container | 1
55-510-90 | Container lid, aluminium, silver, 325 x 192 mm, | perforated - for Special container | 1
55-525-05 | Stainless steel tray 275 x 175 x 45mm, without lid |  | 1
55-820-03 | Identification label, red |  | 1
57-000-14 | VARICOSE VEIN STRIPPING SET
10-103-01 | Scalpel handle, standard No. 3 |  | 2
10-254-18 | Disposable scalpel, Fig. 18 (pack=10 pcs.) |  | 1
15-703-20 | Gross-Maier sponge forceps, curved, 20 cm |  | 2
31-010-00 | Nabatoff varicose vein probe set, complete |  | 1
15-061-12 | Halsted-Mosquito forceps, curved, 12.5 cm |  | 10
11-011-12 | Surgical scissors curved, delicate, Fig.1, 12 cm | blunt/blunt | 2
11-441-11 | Iris scissors (M), curved, 11 cm |  | 2
10-613-14 | Doyen director, curved, 14 cm |  | 1
17-765-19 | König ligature conductor, 3 mm, 19.5 cm |  | 1
17-735-19 | Deschamps ligature needle, left, sharp, 20 cm |  | 1
17-715-20 | Ligature needle, malleable, 20 cm |  | 1
15-000-18 | Pean forceps, straight, 18 cm |  | 2
57-000-14 C | VARICOSE VEIN STRIPPING SET, CONTAINER AND BASKET
10-103-01 | Scalpel handle, standard No. 3 |  | 2
10-254-18 | Disposable scalpel, Fig. 18 (pack=10 pcs.) |  | 1
15-703-20 | Gross-Maier sponge forceps, curved, 20 cm |  | 2
31-010-00 | Nabatoff varicose vein probe set, complete |  | 1
15-061-12 | Halsted-Mosquito forceps, curved, 12.5 cm |  | 10
11-011-12 | Surgical scissors curved, delicate, Fig.1, 12 cm | blunt/blunt | 2
11-441-11 | Iris scissors (M), curved, 11 cm |  | 2
10-613-14 | Doyen director, curved, 14 cm |  | 1
17-765-19 | König ligature conductor, 3 mm, 19.5 cm |  | 1
17-735-19 | Deschamps ligature needle, left, sharp, 20 cm |  | 1
17-715-20 | Ligature needle, malleable, 20 cm |  | 1
15-000-18 | Pean forceps, straight, 18 cm |  | 2
55-310-60 | Container bottom, aluminium, 310 x 272 x 96 mm, | non perforated | 1
55-310-90 | Container lid, aluminium, silver, 295 x 280 mm, | perforated | 1
55-390-05 | Wire basket, 246 x 246 x 50 mm |  | 1
55-820-03 | Identification label, red |  | 1
57-000-16 | MASTECTOMY SET
35-228-03 | Braun tenaculum forceps, 4 x 4 teeth, straight, | 15.5 cm | 1
35-226-21 | Czerny tenaculum forceps, straight, 20.5 cm |  | 1
12-211-28 | TC Metzenbaum scissors, delicate, curved, 28 cm |  | 1
15-100-20 | Ochsner-Kocher forceps, straight, 20 cm |  | 2
15-001-14 | Pean forceps, curved, 14 cm |  | 8
15-273-18 | Baby-Adson forceps, curved, 18 cm |  | 1
16-005-06 | Kocher retractor, 6-prongs, sharp, 22 cm |  | 2
13-142-12 | Adson dissecting forceps, 1x2, 12 cm |  | 2
57-000-16 C | MASTECTOMY SET, CONTAINER AND BASKET
35-228-03 | Braun tenaculum forceps, 4 x 4 teeth, straight, | 15.5 cm | 1
35-226-21 | Czerny tenaculum forceps, straight, 20.5 cm |  | 1
12-211-28 | TC Metzenbaum scissors, delicate, curved, 28 cm |  | 1
15-100-20 | Ochsner-Kocher forceps, straight, 20 cm |  | 2
15-001-14 | Pean forceps, curved, 14 cm |  | 8
15-273-18 | Baby-Adson forceps, curved, 18 cm |  | 1
16-005-06 | Kocher retractor, 6-prongs, sharp, 22 cm |  | 2
13-142-12 | Adson dissecting forceps, 1x2, 12 cm |  | 2
55-310-60 | Container bottom, aluminium, 310 x 272 x 96 mm, | non perforated | 1
55-310-90 | Container lid, aluminium, silver, 295 x 280 mm, | perforated | 1
55-390-05 | Wire basket, 246 x 246 x 50 mm |  | 1
55-820-03 | Identification label, red |  | 1
57-000-18 | TRACHEOTOMY SET
15-703-20 | Gross-Maier sponge forceps, curved, 20 cm |  | 4
15-702-20 | Gross-Maier sponge forceps, straight, 20 cm |  | 2
15-766-14 | Allis tissue forceps, 4x5, straight, 15 cm |  | 2
10-103-01 | Scalpel handle, standard No. 3 |  | 1
10-103-07 | Scalpel handle No. 7 K |  | 1
13-154-15 | Semken dissecting forceps, straight, 1x2, 15 cm |  | 2
13-210-16 | De Bakey forceps, 1.5 mm, straight, 16 cm |  | 2
11-003-14 | Surgical scissors, Fig. 2, curved, 14 cm, | sharp/blunt | 1
11-011-12 | Surgical scissors curved, delicate, Fig.1, 12 cm | blunt/blunt | 1
11-233-16 | Lexer scissors, curved, delicate 16 cm |  | 1
11-553-19 | Potts-Smith scissors 45°, angled, 19 cm |  | 1
15-162-12 | Micro-Mosquito forceps, straight, 1x2, 12 cm |  | 4
15-163-12 | Micro-Mosquito forceps, curved, 1x2, 12 cm |  | 4
15-239-18 | Gemini forceps, curved, 18 cm |  | 1
26-321-02 | Iterson tracheal retractor, blunt, 16 cm |  | 2
16-140-20 | Mini-Langenbeck retractor, 20 x 6 mm, 16 cm |  | 2
16-128-16 | Desmarres vein retractor, 16 mm, 16 cm |  | 2
16-219-13 | Wullstein self retaining retractor, sharp, 3x3, | 13 cm | 1
26-317-13 | Laborde tracheal dilator, 14 cm |  | 1
18-012-15 | Crile-Wood TC-needle holder, 15 cm |  | 1
18-004-18 | De Bakey TC-needle holder, 18 cm, | Mayo Hegar delicate | 1
51-103-08 | Round bowls, Ø 85 mm, H 50 mm, 0.175 l |  | 1
56-100-00 | Needle case, 65 x 15 mm, complete |  | 1
57-000-18 C | TRACHEOTOMY SET, CONTAINER AND BASKET
15-703-20 | Gross-Maier sponge forceps, curved, 20 cm |  | 4
15-702-20 | Gross-Maier sponge forceps, straight, 20 cm |  | 2
15-766-14 | Allis tissue forceps, 4x5, straight, 15 cm |  | 2
10-103-01 | Scalpel handle, standard No. 3 |  | 1
10-103-07 | Scalpel handle No. 7 K |  | 1
13-154-15 | Semken dissecting forceps, straight, 1x2, 15 cm |  | 2
13-210-16 | De Bakey forceps, 1.5 mm, straight, 16 cm |  | 2
11-003-14 | Surgical scissors, Fig. 2, curved, 14 cm, | sharp/blunt | 1
11-011-12 | Surgical scissors curved, delicate, Fig.1, 12 cm | blunt/blunt | 1
11-233-16 | Lexer scissors, curved, delicate 16 cm |  | 1
11-553-19 | Potts-Smith scissors 45°, angled, 19 cm |  | 1
15-162-12 | Micro-Mosquito forceps, straight, 1x2, 12 cm |  | 4
15-163-12 | Micro-Mosquito forceps, curved, 1x2, 12 cm |  | 4
15-239-18 | Gemini forceps, curved, 18 cm |  | 1
26-321-02 | Iterson tracheal retractor, blunt, 16 cm |  | 2
16-140-20 | Mini-Langenbeck retractor, 20 x 6 mm, 16 cm |  | 2
16-128-16 | Desmarres vein retractor, 16 mm, 16 cm |  | 2
16-219-13 | Wullstein self retaining retractor, sharp, 3x3, | 13 cm | 1
26-317-13 | Laborde tracheal dilator, 14 cm |  | 1
18-012-15 | Crile-Wood TC-needle holder, 15 cm |  | 1
18-004-18 | De Bakey TC-needle holder, 18 cm, | Mayo Hegar delicate | 1
51-103-08 | Round bowls, Ø 85 mm, H 50 mm, 0.175 l |  | 1
56-100-00 | Needle case, 65 x 15 mm, complete |  | 1
55-310-60 | Container bottom, aluminium, 310 x 272 x 96 mm, | non perforated | 1
55-310-90 | Container lid, aluminium, silver, 295 x 280 mm, | perforated | 1
55-390-05 | Wire basket, 246 x 246 x 50 mm |  | 1
55-820-03 | Identification label, red |  | 1
57-000-20 | MAJOR BONE SET
16-017-06 | Israel retractor, 6-prong. 50x60 mm 25.5 cm |  | 2
40-428-00 | Hohmann bone lever, 8 mm, 22 cm |  | 2
40-428-02 | Hohmann bone lever, 18 mm, 24 cm |  | 2
40-428-03 | Hohmann bone lever, 44 mm, 24 cm |  | 1
40-428-04 | Hohmann bone lever, strongly curved, 65 mm, 25.5cm |  | 1
40-420-05 | Martin Langenbeck elevator, 5 mm, 17 cm |  | 1
40-420-07 | Martin Langenbeck elevator, 7 mm, 17 cm |  | 1
40-420-08 | Martin Langenbeck elevator, 8 mm, 17 cm |  | 1
40-420-10 | Martin Langenbeck elevator, 10 mm, 19.5 cm |  | 1
40-422-02 | Williger elevator, 7 mm, 17 cm |  | 2
40-422-01 | Williger elevator, 5.5 mm, 16 cm |  | 2
40-417-01 | Martin cushing periosteal elevator, 4 mm, 17 cm |  | 1
40-417-02 | Martin cushing periosteal elevator, 6 mm, 17 cm |  | 1
40-417-03 | Martin cushing periosteal elevator, 6 mm, 19.5 cm |  | 1
40-417-04 | Martin cushing periosteal elevator, 7 mm, 19.5 cm |  | 1
40-355-14 | Williger periosteal elevator, 4.2 mm, 13 cm |  | 1
40-355-16 | Williger periosteal elevator, 6 mm, 16 cm |  | 1
16-001-01 | Volkmann retractor, 1-prong, sharp, 22 cm |  | 1
16-003-01 | Volkmann retractor, 1-prong, blunt, 22 cm |  | 1
40-320-07 | Lexer osteotome, flat, 7 mm, 22 cm |  | 1
40-320-10 | Lexer osteotome, flat, 10 mm, 22 cm |  | 1
40-320-15 | Lexer osteotome, flat, 15 mm, 22 cm |  | 1
40-320-20 | Lexer osteotome, flat, 20 mm, 22 cm |  | 1
40-320-25 | Lexer osteotome, flat, 25 mm, 22 cm |  | 1
40-320-30 | Lexer osteotome, flat, 30 mm, 22 cm |  | 1
40-322-07 | Lexer gouge, 7 mm, 22 cm |  | 1
40-322-10 | Lexer gouge, 10 mm, 22 cm |  | 1
40-322-15 | Lexer gouge, 15 mm, 22 cm |  | 1
40-322-20 | Lexer gouge, 20 mm, 22 cm |  | 1
40-322-25 | Lexer gouge, 25 mm, 22 cm |  | 1
40-322-30 | Lexer gouge, 30 mm, 22 cm |  | 1
40-230-45 | Mallet with aluminium handle, Ø 35 mm, 450 g, | 26.5 cm | 1
40-230-90 | Mallet with aluminium handle, Ø 45 mm, 900 g, | 26.5 cm | 1
40-825-45 | Wire guide, 45 mm, 24.5 cm, PTFE handle |  | 1
40-825-70 | Wire guide, 70 mm, 23 cm, PTFE handle |  | 1
40-862-02 | Extraction pliers for wires, 18 cm |  | 1
40-852-16 | Hackstock flat nose pliers, with groove, 16 cm |  | 1
40-854-01 | Flat nose pliers, serrated, 17 cm |  | 1
40-873-16 | TC wire cutting forceps, double, 16 cm, | hard Ø 1.7 mm / soft Ø 2.0 mm | 1
40-873-22 | TC wire cutting forceps, angled, 22 cm, | hard Ø 2.2 mm / soft Ø 3.0 mm | 1
40-549-19 | Bone holding forceps, self holding, 19 cm |  | 1
40-549-24 | Bone holding forceps, self holding, 24 cm |  | 1
40-549-26 | Bone holding forceps, self holding, 26 cm |  | 1
40-251-02 | Tamper, Ø 2 mm, 16 cm |  | 1
40-251-03 | Tamper, Ø 3 mm, 16 cm |  | 1
40-251-04 | Tamper, Ø 4 mm, 16 cm |  | 1
40-251-05 | Tamper, Ø 5 mm, 16 cm |  | 1
40-251-06 | Tamper, Ø 6 mm, 16 cm |  | 1
40-251-08 | Tamper, Ø 8 mm, 16 cm |  | 1
40-251-10 | Tamper, Ø 10 mm, 16 cm |  | 1
40-707-19 | Liston bone cutting forceps, angled, 20 cm |  | 1
40-701-17 | Cleveland bone cutting forceps, curved, 17 cm |  | 1
40-709-15 | Böhler bone cutting forceps, 14.5 cm, | curved forwards | 1
40-607-14 | Luer-Friedmann bone rongeur, slightly curved, | 14.5 cm | 1
40-619-17 | Hartmann-Bane bone rongeur, curved, 17 cm |  | 1
40-665-22 | Luer-Stille bone rongeur, curved, 22 cm |  | 1
40-466-02 | Schede bone curette, Fig. 000, 17 cm |  | 1
40-466-03 | Schede bone curette, Fig. 00, 17 cm |  | 1
40-466-04 | Schede bone curette, Fig. 0, 17 cm |  | 1
40-466-05 | Schede bone curette, Fig. 1, 17 cm |  | 1
40-466-06 | Schede bone curette, Fig. 2, 17 cm |  | 1
40-466-07 | Schede bone curette, Fig. 3, 17 cm |  | 1
40-466-08 | Schede bone curette, Fig. 4, 17 cm |  | 1
40-528-20 | Langenbeck bone holding forceps, 5 mm, 20 cm |  | 1
40-533-19 | Semb bone holding forceps, 8 mm, without ratchet, | 19 cm | 1
13-173-15 | Adlerkreutz forceps, 2x3, 15 cm |  | 1
13-173-20 | Adlerkreutz forceps, 2x3, 20 cm |  | 1
11-167-22 | Mayo-Harrington, scissors, curved, 22 cm |  | 1
10-818-03 | Schmid vessel irregation cannula, Ø 3 mm |  | 2
10-818-04 | Schmid vessel irregation cannula, Ø 4 mm |  | 2
10-818-05 | Schmid vessel irregation cannula, Ø 5 mm |  | 2
12-721-12 | TC Universal scissors, angled, 12 cm, | one blade serrated | 1
10-705-10 G | Redon guide needle curved, 10 Charr. | with thread | 1
10-705-12 G | Redon guide needle curved, 12 Charr. | with thread | 1
10-705-14 G | Redon guide needle curved, 14 Charr. | with thread | 1
57-000-20 C | MAJOR BONE SET, CONTAINER AND BASKET
16-017-06 | Israel retractor, 6-prong. 50x60 mm 25.5 cm |  | 2
40-428-00 | Hohmann bone lever, 8 mm, 22 cm |  | 2
40-428-02 | Hohmann bone lever, 18 mm, 24 cm |  | 2
40-428-03 | Hohmann bone lever, 44 mm, 24 cm |  | 1
40-428-04 | Hohmann bone lever, strongly curved, 65 mm, 25.5cm |  | 1
40-420-05 | Martin Langenbeck elevator, 5 mm, 17 cm |  | 1
40-420-07 | Martin Langenbeck elevator, 7 mm, 17 cm |  | 1
40-420-08 | Martin Langenbeck elevator, 8 mm, 17 cm |  | 1
40-420-10 | Martin Langenbeck elevator, 10 mm, 19.5 cm |  | 1
40-422-02 | Williger elevator, 7 mm, 17 cm |  | 2
40-422-01 | Williger elevator, 5.5 mm, 16 cm |  | 2
40-417-01 | Martin cushing periosteal elevator, 4 mm, 17 cm |  | 1
40-417-02 | Martin cushing periosteal elevator, 6 mm, 17 cm |  | 1
40-417-03 | Martin cushing periosteal elevator, 6 mm, 19.5 cm |  | 1
40-417-04 | Martin cushing periosteal elevator, 7 mm, 19.5 cm |  | 1
40-355-14 | Williger periosteal elevator, 4.2 mm, 13 cm |  | 1
40-355-16 | Williger periosteal elevator, 6 mm, 16 cm |  | 1
16-001-01 | Volkmann retractor, 1-prong, sharp, 22 cm |  | 1
16-003-01 | Volkmann retractor, 1-prong, blunt, 22 cm |  | 1
40-320-07 | Lexer osteotome, flat, 7 mm, 22 cm |  | 1
40-320-10 | Lexer osteotome, flat, 10 mm, 22 cm |  | 1
40-320-15 | Lexer osteotome, flat, 15 mm, 22 cm |  | 1
40-320-20 | Lexer osteotome, flat, 20 mm, 22 cm |  | 1
40-320-25 | Lexer osteotome, flat, 25 mm, 22 cm |  | 1
40-320-30 | Lexer osteotome, flat, 30 mm, 22 cm |  | 1
40-322-07 | Lexer gouge, 7 mm, 22 cm |  | 1
40-322-10 | Lexer gouge, 10 mm, 22 cm |  | 1
40-322-15 | Lexer gouge, 15 mm, 22 cm |  | 1
40-322-20 | Lexer gouge, 20 mm, 22 cm |  | 1
40-322-25 | Lexer gouge, 25 mm, 22 cm |  | 1
40-322-30 | Lexer gouge, 30 mm, 22 cm |  | 1
40-230-45 | Mallet with aluminium handle, Ø 35 mm, 450 g, | 26.5 cm | 1
40-230-90 | Mallet with aluminium handle, Ø 45 mm, 900 g, | 26.5 cm | 1
40-825-45 | Wire guide, 45 mm, 24.5 cm, PTFE handle |  | 1
40-825-70 | Wire guide, 70 mm, 23 cm, PTFE handle |  | 1
40-862-02 | Extraction pliers for wires, 18 cm |  | 1
40-852-16 | Hackstock flat nose pliers, with groove, 16 cm |  | 1
40-854-01 | Flat nose pliers, serrated, 17 cm |  | 1
40-873-16 | TC wire cutting forceps, double, 16 cm, | hard Ø 1.7 mm / soft Ø 2.0 mm | 1
40-873-22 | TC wire cutting forceps, angled, 22 cm, | hard Ø 2.2 mm / soft Ø 3.0 mm | 1
40-549-19 | Bone holding forceps, self holding, 19 cm |  | 1
40-549-24 | Bone holding forceps, self holding, 24 cm |  | 1
40-549-26 | Bone holding forceps, self holding, 26 cm |  | 1
40-251-02 | Tamper, Ø 2 mm, 16 cm |  | 1
40-251-03 | Tamper, Ø 3 mm, 16 cm |  | 1
40-251-04 | Tamper, Ø 4 mm, 16 cm |  | 1
40-251-05 | Tamper, Ø 5 mm, 16 cm |  | 1
40-251-06 | Tamper, Ø 6 mm, 16 cm |  | 1
40-251-08 | Tamper, Ø 8 mm, 16 cm |  | 1
40-251-10 | Tamper, Ø 10 mm, 16 cm |  | 1
40-707-19 | Liston bone cutting forceps, angled, 20 cm |  | 1
40-701-17 | Cleveland bone cutting forceps, curved, 17 cm |  | 1
40-709-15 | Böhler bone cutting forceps, 14.5 cm, | curved forwards | 1
40-607-14 | Luer-Friedmann bone rongeur, slightly curved, | 14.5 cm | 1
40-619-17 | Hartmann-Bane bone rongeur, curved, 17 cm |  | 1
40-665-22 | Luer-Stille bone rongeur, curved, 22 cm |  | 1
40-466-02 | Schede bone curette, Fig. 000, 17 cm |  | 1
40-466-03 | Schede bone curette, Fig. 00, 17 cm |  | 1
40-466-04 | Schede bone curette, Fig. 0, 17 cm |  | 1
40-466-05 | Schede bone curette, Fig. 1, 17 cm |  | 1
40-466-06 | Schede bone curette, Fig. 2, 17 cm |  | 1
40-466-07 | Schede bone curette, Fig. 3, 17 cm |  | 1
40-466-08 | Schede bone curette, Fig. 4, 17 cm |  | 1
40-528-20 | Langenbeck bone holding forceps, 5 mm, 20 cm |  | 1
40-533-19 | Semb bone holding forceps, 8 mm, without ratchet, | 19 cm | 1
13-173-15 | Adlerkreutz forceps, 2x3, 15 cm |  | 1
13-173-20 | Adlerkreutz forceps, 2x3, 20 cm |  | 1
11-167-22 | Mayo-Harrington, scissors, curved, 22 cm |  | 1
10-818-03 | Schmid vessel irregation cannula, Ø 3 mm |  | 2
10-818-04 | Schmid vessel irregation cannula, Ø 4 mm |  | 2
10-818-05 | Schmid vessel irregation cannula, Ø 5 mm |  | 2
12-721-12 | TC Universal scissors, angled, 12 cm, | one blade serrated | 1
10-705-10 G | Redon guide needle curved, 10 Charr. | with thread | 1
10-705-12 G | Redon guide needle curved, 12 Charr. | with thread | 1
10-705-14 G | Redon guide needle curved, 14 Charr. | with thread | 1
55-110-62 | Container bottom, aluminium, 600 x 272 x 138 mm, | non perforated | 1
55-110-90 | Container lid, aluminium, silver, 585 x 285 mm, | perforated | 1
55-190-05 | Wire basket, 480 x 245 x 50 mm |  | 2
55-820-03 | Identification label, red |  | 1
57-000-22 | MINOR BONE SET
40-425-02 | Mini-Hohmann bone lever, 2 / 6 mm, 16 cm |  | 2
40-424-03 | Bone lever, 6 mm, 15 cm |  | 2
40-355-14 | Williger periosteal elevator, 4.2 mm, 13 cm |  | 2
40-422-01 | Williger elevator, 5.5 mm, 16 cm |  | 2
27-504-03 | Rosen raspatory, round edge, 16 cm |  | 2
16-124-01 | Trachea hook, sharp, 1-prong, 16.5 cm |  | 2
16-001-01 | Volkmann retractor, 1-prong, sharp, 22 cm |  | 2
40-265-02 | Partsch chisel, 14 cm, 2 mm |  | 1
40-265-03 | Partsch chisel, 14 cm, 3 mm |  | 1
40-263-04 | Chisel, 4 mm, 14 cm |  | 1
40-265-05 | Partsch chisel, 14 cm, 5 mm |  | 1
40-263-06 | Chisel, 6 mm, 14 cm |  | 1
40-267-02 | Partsch gouge, 14 cm, 2 mm |  | 1
40-267-03 | Partsch gouge, 14 cm, 3 mm |  | 1
40-267-04 | Partsch gouge, 14 cm, 4 mm |  | 1
40-267-05 | Partsch gouge, 14 cm, 5 mm |  | 1
40-264-06 | Gouge, 6 mm, 14 cm |  | 1
40-218-19 | Lucae mallet, Ø 19 mm, 230 g, 19.5 cm |  | 1
17-731-20 | Deschamps ligature needle, left, blunt, 20 cm |  | 2
40-850-14 | Flat nose pliers, 14 cm |  | 1
40-852-16 | Hackstock flat nose pliers, with groove, 16 cm |  | 1
40-873-16 | TC wire cutting forceps, double, 16 cm, | hard Ø 1.7 mm / soft Ø 2.0 mm | 1
40-741-14 | Reduction forceps, curved, 14.5 cm |  | 1
40-503-13 | Reposition forceps, for small fragments, 13.5 cm |  | 1
40-551-17 | Verbrugge bone holding forceps, 17 cm |  | 2
40-468-01 | Spratt bone curette, Fig. 0000, 17 cm |  | 1
40-468-02 | Spratt bone curette, Fig. 000, 17 cm |  | 1
40-468-03 | Spratt bone curette, Fig. 00, 17 cm |  | 1
40-468-04 | Spratt bone curette, Fig. 0, 17 cm |  | 1
40-468-05 | Spratt bone curette, Fig. 1, 17 cm |  | 1
12-721-12 | TC Universal scissors, angled, 12 cm, | one blade serrated | 1
40-251-02 | Tamper, Ø 2 mm, 16 cm |  | 1
40-251-03 | Tamper, Ø 3 mm, 16 cm |  | 1
40-251-04 | Tamper, Ø 4 mm, 16 cm |  | 1
10-818-04 | Schmid vessel irregation cannula, Ø 4 mm |  | 1
10-705-08 G | Redon guide needle curved, 8 Charr. | with thread | 1
10-705-10 G | Redon guide needle curved, 10 Charr. | with thread | 1
57-000-22 C | MINOR BONE SET, CONTAINER AND BASKET
40-425-02 | Mini-Hohmann bone lever, 2 / 6 mm, 16 cm |  | 2
40-424-03 | Bone lever, 6 mm, 15 cm |  | 2
40-355-14 | Williger periosteal elevator, 4.2 mm, 13 cm |  | 2
40-422-01 | Williger elevator, 5.5 mm, 16 cm |  | 2
27-504-03 | Rosen raspatory, round edge, 16 cm |  | 2
16-124-01 | Trachea hook, sharp, 1-prong, 16.5 cm |  | 2
16-001-01 | Volkmann retractor, 1-prong, sharp, 22 cm |  | 2
40-265-02 | Partsch chisel, 14 cm, 2 mm |  | 1
40-265-03 | Partsch chisel, 14 cm, 3 mm |  | 1
40-263-04 | Chisel, 4 mm, 14 cm |  | 1
40-265-05 | Partsch chisel, 14 cm, 5 mm |  | 1
40-263-06 | Chisel, 6 mm, 14 cm |  | 1
40-267-02 | Partsch gouge, 14 cm, 2 mm |  | 1
40-267-03 | Partsch gouge, 14 cm, 3 mm |  | 1
40-267-04 | Partsch gouge, 14 cm, 4 mm |  | 1
40-267-05 | Partsch gouge, 14 cm, 5 mm |  | 1
40-264-06 | Gouge, 6 mm, 14 cm |  | 1
40-218-19 | Lucae mallet, Ø 19 mm, 230 g, 19.5 cm |  | 1
17-731-20 | Deschamps ligature needle, left, blunt, 20 cm |  | 2
40-850-14 | Flat nose pliers, 14 cm |  | 1
40-852-16 | Hackstock flat nose pliers, with groove, 16 cm |  | 1
40-873-16 | TC wire cutting forceps, double, 16 cm, | hard Ø 1.7 mm / soft Ø 2.0 mm | 1
40-741-14 | Reduction forceps, curved, 14.5 cm |  | 1
40-503-13 | Reposition forceps, for small fragments, 13.5 cm |  | 1
40-551-17 | Verbrugge bone holding forceps, 17 cm |  | 2
40-468-01 | Spratt bone curette, Fig. 0000, 17 cm |  | 1
40-468-02 | Spratt bone curette, Fig. 000, 17 cm |  | 1
40-468-03 | Spratt bone curette, Fig. 00, 17 cm |  | 1
40-468-04 | Spratt bone curette, Fig. 0, 17 cm |  | 1
40-468-05 | Spratt bone curette, Fig. 1, 17 cm |  | 1
12-721-12 | TC Universal scissors, angled, 12 cm, | one blade serrated | 1
40-251-02 | Tamper, Ø 2 mm, 16 cm |  | 1
40-251-03 | Tamper, Ø 3 mm, 16 cm |  | 1
40-251-04 | Tamper, Ø 4 mm, 16 cm |  | 1
10-818-04 | Schmid vessel irregation cannula, Ø 4 mm |  | 1
10-705-08 G | Redon guide needle curved, 8 Charr. | with thread | 1
10-705-10 G | Redon guide needle curved, 10 Charr. | with thread | 1
55-110-61 | Container bottom, aluminium, 600 x 272 x 116 mm, | non perforated | 1
55-110-90 | Container lid, aluminium, silver, 585 x 285 mm, | perforated | 1
55-190-05 | Wire basket, 480 x 245 x 50 mm |  | 1
55-820-03 | Identification label, red |  | 1
57-000-24 | AMPUTATION SET
16-010-01 | Volkmann retractor, sharp, large curve, 22 cm |  | 1
40-320-15 | Lexer osteotome, flat, 15 mm, 22 cm |  | 1
40-231-48 | Mallet with plastic handle, Ø 30 mm, 380 g, 24 cm |  | 1
40-449-24 | Rasp, half round, angled, 24 cm |  | 1
40-405-15 | Lambotte periosteal elevator, 15 mm, 21 cm |  | 1
40-466-03 | Schede bone curette, Fig. 00, 17 cm |  | 1
40-466-04 | Schede bone curette, Fig. 0, 17 cm |  | 1
40-120-00 | Charrière amputation saw, 350 mm, with 1 each | interchangeable saw blades 12 and 18 mm | 1
40-117-01 | Percy retractor, removable handles |  | 1
40-655-05 | Röttgen-Ruskin bone rongeur, curved, 5 mm, 24 cm |  | 1
57-000-24 C | AMPUTATION SET, CONTAINER AND BASKET
16-010-01 | Volkmann retractor, sharp, large curve, 22 cm |  | 1
40-320-15 | Lexer osteotome, flat, 15 mm, 22 cm |  | 1
40-231-48 | Mallet with plastic handle, Ø 30 mm, 380 g, 24 cm |  | 1
40-449-24 | Rasp, half round, angled, 24 cm |  | 1
40-405-15 | Lambotte periosteal elevator, 15 mm, 21 cm |  | 1
40-466-03 | Schede bone curette, Fig. 00, 17 cm |  | 1
40-466-04 | Schede bone curette, Fig. 0, 17 cm |  | 1
40-120-00 | Charrière amputation saw, 350 mm, with 1 each | interchangeable saw blades 12 and 18 mm | 1
40-117-01 | Percy retractor, removable handles |  | 1
40-655-05 | Röttgen-Ruskin bone rongeur, curved, 5 mm, 24 cm |  | 1
55-210-60 | Container bottom, aluminium, 475 x 272 x 96 mm, | non perforated | 1
55-210-90 | Container lid, aluminium, silver, 460 x 285 mm, | perforated | 1
55-290-05 | Wire basket, 405 x 245 x 50 mm |  | 1
55-820-03 | Identification label, red |  | 1
57-000-26 | THYROID SET
13-210-16 | De Bakey forceps, 1.5 mm, straight, 16 cm |  | 2
13-210-20 | De Bakey forceps, 1.5 mm, straight, 20 cm |  | 2
16-026-01 | Zenker retractor, 36 x 8 mm, 25 cm |  | 1
16-026-02 | Zenker retractor, 60 x 12 mm, 26 cm |  | 1
16-026-03 | Zenker retractor, 75 x 12 mm, 27 cm |  | 1
15-023-20 | Heiss forceps, slightly curved, 20 cm |  | 1
15-025-20 | Heiss forceps, strongly curved, 20 cm |  | 1
15-273-18 | Baby-Adson forceps, curved, 18 cm |  | 1
15-265-18 | Mixter forceps, delicate, curved, 18 cm |  | 1
15-100-14 | Ochsner-Kocher forceps, straight, 14 cm |  | 8
15-063-12 | Micro-Mosquito forceps, curved, 12.5 cm |  | 8
12-211-14 | TC Metzenbaum scissors, delicate, curved, 14 cm |  | 1
12-211-18 | TC Metzenbaum scissors, delicate, curved, 18 cm |  | 1
12-211-20 | TC Metzenbaum scissors, delicate, curved, 20 cm |  | 1
17-765-19 | König ligature conductor, 3 mm, 19.5 cm |  | 1
17-767-19 | König ligature conductor, 5 mm, 19.5 cm |  | 1
17-727-20 | Ligature needle, left, blunt, 20 cm |  | 1
17-729-20 | Ligature needle, left, blunt, 20 cm |  | 1
17-715-20 | Ligature needle, malleable, 20 cm |  | 1
10-910-21 | Yasargil suction tube, Ø 2.0 mm, 150 mm |  | 1
10-910-25 | Yasargil suction tube, Ø 2.5 mm, 150 mm |  | 1
10-705-08 G | Redon guide needle curved, 8 Charr. | with thread | 1
57-000-26 C | THYROID SET, CONTAINER AND BASKET
13-210-16 | De Bakey forceps, 1.5 mm, straight, 16 cm |  | 2
13-210-20 | De Bakey forceps, 1.5 mm, straight, 20 cm |  | 2
16-026-01 | Zenker retractor, 36 x 8 mm, 25 cm |  | 1
16-026-02 | Zenker retractor, 60 x 12 mm, 26 cm |  | 1
16-026-03 | Zenker retractor, 75 x 12 mm, 27 cm |  | 1
15-023-20 | Heiss forceps, slightly curved, 20 cm |  | 1
15-025-20 | Heiss forceps, strongly curved, 20 cm |  | 1
15-273-18 | Baby-Adson forceps, curved, 18 cm |  | 1
15-265-18 | Mixter forceps, delicate, curved, 18 cm |  | 1
15-100-14 | Ochsner-Kocher forceps, straight, 14 cm |  | 8
15-063-12 | Micro-Mosquito forceps, curved, 12.5 cm |  | 8
12-211-14 | TC Metzenbaum scissors, delicate, curved, 14 cm |  | 1
12-211-18 | TC Metzenbaum scissors, delicate, curved, 18 cm |  | 1
12-211-20 | TC Metzenbaum scissors, delicate, curved, 20 cm |  | 1
17-765-19 | König ligature conductor, 3 mm, 19.5 cm |  | 1
17-767-19 | König ligature conductor, 5 mm, 19.5 cm |  | 1
17-727-20 | Ligature needle, left, blunt, 20 cm |  | 1
17-729-20 | Ligature needle, left, blunt, 20 cm |  | 1
17-715-20 | Ligature needle, malleable, 20 cm |  | 1
10-910-21 | Yasargil suction tube, Ø 2.0 mm, 150 mm |  | 1
10-910-25 | Yasargil suction tube, Ø 2.5 mm, 150 mm |  | 1
10-705-08 G | Redon guide needle curved, 8 Charr. | with thread | 1
55-310-60 | Container bottom, aluminium, 310 x 272 x 96 mm, | non perforated | 1
55-310-90 | Container lid, aluminium, silver, 295 x 280 mm, | perforated | 1
55-390-05 | Wire basket, 246 x 246 x 50 mm |  | 1
55-820-03 | Identification label, red |  | 1
57-000-28 | LONG INSTRUMENTS (SPLEEN/LIVER)
12-201-30 | TC Metzenbaum scissors, curved, 30 cm |  | 1
12-211-28 | TC Metzenbaum scissors, delicate, curved, 28 cm |  | 1
13-000-25 | Standard dressing forceps, straight, 25 cm |  | 2
13-100-25 | Dissecting forceps 1x2, 25 cm |  | 2
13-210-24 | De Bakey forceps, 1.5 mm, straight, 24 cm |  | 2
15-001-30 | Pean forceps, curved, 30 cm |  | 2
15-203-04 | Overholt-Geissendörfer forceps, curved, 27 cm |  | 2
15-203-05 | Overholt-Geissendörfer forceps, curved, 27 cm |  | 2
15-232-30 | Zenker forceps, curved, 30 cm |  | 2
15-647-25 | Satinsky atrauma clamp, curved, 25.0 cm |  | 1
15-647-26 | Satinsky atrauma clamp, curved, 27.0 cm |  | 1
15-653-04 | Harken atrauma clamp, curved, Fig. 4, 23.5 cm |  | 1
16-032-06 | Brunner retractor, curved down 180x30 mm 25 cm |  | 1
16-081-07 | Deaver retractor, Fig. 7, 38 mm, 30 cm |  | 1
16-081-08 | Deaver retractor, Fig. 8, 50 mm, 31 cm |  | 1
16-043-01 | Kelly retractor, 190 x 38 mm, 27 cm |  | 1
16-072-05 | Abdominal spatula, malleable, 330 x 50 mm |  | 1
18-002-30 | Mayo-Hegar TC-needle holder, 30 cm |  | 1
18-004-31 | De Bakey TC-needle holder, 31 cm |  | 1
17-741-30 | Brunner ligature needle, 30 cm |  | 1
17-743-30 | Brunner ligature needle, 30 cm |  | 1
17-745-30 | Brunner ligature conductor, 30 cm |  | 1
17-747-30 | Brunner ligature conductor, 30 cm |  | 1
17-725-20 | Ligature needle, left, sharp, 20 cm |  | 1
17-727-20 | Ligature needle, left, blunt, 20 cm |  | 1
17-765-19 | König ligature conductor, 3 mm, 19.5 cm |  | 1
17-767-19 | König ligature conductor, 5 mm, 19.5 cm |  | 1
57-000-28 C | LONG INSTRUMENTS (SPLEEN/LIVER), CONTAINER AND BASKET
12-201-30 | TC Metzenbaum scissors, curved, 30 cm |  | 1
12-211-28 | TC Metzenbaum scissors, delicate, curved, 28 cm |  | 1
13-000-25 | Standard dressing forceps, straight, 25 cm |  | 2
13-100-25 | Dissecting forceps 1x2, 25 cm |  | 2
13-210-24 | De Bakey forceps, 1.5 mm, straight, 24 cm |  | 2
15-001-30 | Pean forceps, curved, 30 cm |  | 2
15-203-04 | Overholt-Geissendörfer forceps, curved, 27 cm |  | 2
15-203-05 | Overholt-Geissendörfer forceps, curved, 27 cm |  | 2
15-232-30 | Zenker forceps, curved, 30 cm |  | 2
15-647-25 | Satinsky atrauma clamp, curved, 25.0 cm |  | 1
15-647-26 | Satinsky atrauma clamp, curved, 27.0 cm |  | 1
15-653-04 | Harken atrauma clamp, curved, Fig. 4, 23.5 cm |  | 1
16-032-06 | Brunner retractor, curved down 180x30 mm 25 cm |  | 1
16-081-07 | Deaver retractor, Fig. 7, 38 mm, 30 cm |  | 1
16-081-08 | Deaver retractor, Fig. 8, 50 mm, 31 cm |  | 1
16-043-01 | Kelly retractor, 190 x 38 mm, 27 cm |  | 1
16-072-05 | Abdominal spatula, malleable, 330 x 50 mm |  | 1
18-002-30 | Mayo-Hegar TC-needle holder, 30 cm |  | 1
18-004-31 | De Bakey TC-needle holder, 31 cm |  | 1
17-741-30 | Brunner ligature needle, 30 cm |  | 1
17-743-30 | Brunner ligature needle, 30 cm |  | 1
17-745-30 | Brunner ligature conductor, 30 cm |  | 1
17-747-30 | Brunner ligature conductor, 30 cm |  | 1
17-725-20 | Ligature needle, left, sharp, 20 cm |  | 1
17-727-20 | Ligature needle, left, blunt, 20 cm |  | 1
17-765-19 | König ligature conductor, 3 mm, 19.5 cm |  | 1
17-767-19 | König ligature conductor, 5 mm, 19.5 cm |  | 1
55-210-60 | Container bottom, aluminium, 475 x 272 x 96 mm, | non perforated | 1
55-210-90 | Container lid, aluminium, silver, 460 x 285 mm, | perforated | 1
55-290-05 | Wire basket, 405 x 245 x 50 mm |  | 1
55-820-03 | Identification label, red |  | 1
57-000-30 | SKIN GRAFT SET
10-400-00 | Schink dermatome, 30 cm, complete | with blade and 2 straightening plates | 1
40-467-02 | Volkmann bone curette, Fig. 000, 17 cm |  | 1
40-467-04 | Volkmann bone curette, Fig. 0, 17 cm |  | 1
40-467-05 | Volkmann bone curette, Fig. 1, 17 cm |  | 1
40-467-06 | Volkmann bone curette, Fig. 2, 17 cm |  | 1
40-467-07 | Volkmann bone curette, Fig. 3, 17 cm |  | 1
40-467-08 | Volkmann bone curette, Fig. 4, 17 cm |  | 1
40-467-09 | Volkmann bone curette, Fig. 5, 17 cm |  | 1
10-103-07 | Scalpel handle No. 7 K |  | 1
15-162-10 | Micro-Mosquito forceps, straight, 1x2, 10 cm |  | 6
13-142-12 | Adson dissecting forceps, 1x2, 12 cm |  | 2
13-042-12 | Adson dressing forceps, 12 cm |  | 2
18-022-13 | Hegar-Baumgartner TC-needle holder, 13 cm |  | 2
51-103-08 | Round bowls, Ø 85 mm, H 50 mm, 0.175 l |  | 1
51-103-11 | Round bowls, Ø 100 mm, H 50 mm, 0.25 l |  | 1
11-011-12 | Surgical scissors curved, delicate, Fig.1, 12 cm | blunt/blunt | 1
11-003-13 | Surgical scissors, Fig. 2, curved, 13 cm, | sharp/blunt | 1
11-211-14 | Metzenbaum scissors, delicate, curved, | blunt/blunt, 14 cm | 1
11-441-11 | Iris scissors (M), curved, 11 cm |  | 1
57-000-30 C | SKIN GRAFT SET, CONTAINER AND BASKET
10-400-00 | Schink dermatome, 30 cm, complete | with blade and 2 straightening plates | 1
40-467-02 | Volkmann bone curette, Fig. 000, 17 cm |  | 1
40-467-04 | Volkmann bone curette, Fig. 0, 17 cm |  | 1
40-467-05 | Volkmann bone curette, Fig. 1, 17 cm |  | 1
40-467-06 | Volkmann bone curette, Fig. 2, 17 cm |  | 1
40-467-07 | Volkmann bone curette, Fig. 3, 17 cm |  | 1
40-467-08 | Volkmann bone curette, Fig. 4, 17 cm |  | 1
40-467-09 | Volkmann bone curette, Fig. 5, 17 cm |  | 1
10-103-07 | Scalpel handle No. 7 K |  | 1
15-162-10 | Micro-Mosquito forceps, straight, 1x2, 10 cm |  | 6
13-142-12 | Adson dissecting forceps, 1x2, 12 cm |  | 2
13-042-12 | Adson dressing forceps, 12 cm |  | 2
18-022-13 | Hegar-Baumgartner TC-needle holder, 13 cm |  | 2
51-103-08 | Round bowls, Ø 85 mm, H 50 mm, 0.175 l |  | 1
51-103-11 | Round bowls, Ø 100 mm, H 50 mm, 0.25 l |  | 1
11-011-12 | Surgical scissors curved, delicate, Fig.1, 12 cm | blunt/blunt | 1
11-003-13 | Surgical scissors, Fig. 2, curved, 13 cm, | sharp/blunt | 1
11-211-14 | Metzenbaum scissors, delicate, curved, | blunt/blunt, 14 cm | 1
11-441-11 | Iris scissors (M), curved, 11 cm |  | 1
55-210-61 | Container bottom, aluminium, 475 x 272 x 116 mm, | non perforated | 1
55-210-90 | Container lid, aluminium, silver, 460 x 285 mm, | perforated | 1
55-290-05 | Wire basket, 405 x 245 x 50 mm |  | 1
55-820-03 | Identification label, red |  | 1
57-000-32 | VENAE SECTIO SET
10-103-01 | Scalpel handle, standard No. 3 |  | 2
13-100-13 | Dissecting forceps 1x2, 13 cm |  | 2
13-160-06 | Micro forceps, 0.6 mm, straight, 15 cm |  | 1
13-060-06 | Micro forceps, 0.6 mm, straight, 15.5 cm |  | 1
15-063-12 | Micro-Mosquito forceps, curved, 12.5 cm |  | 6
15-162-12 | Micro-Mosquito forceps, straight, 1x2, 12 cm |  | 4
15-273-14 | Baby-Adson forceps, curved, 14 cm |  | 1
15-273-18 | Baby-Adson forceps, curved, 18 cm |  | 1
15-825-10 | Tohoku towel forceps, 10 cm |  | 4
15-702-20 | Gross-Maier sponge forceps, straight, 20 cm |  | 2
16-005-02 | Kocher retractor, 2-prongs, sharp, 22 cm |  | 2
16-018-05 | Langenbeck retractor, 40x11 mm |  | 2
16-050-02 | Roux retractor, Fig. 2, 15 cm |  | 2
16-218-16 | Weitlaner self retainig retractor, blunt, | 3x4 teeth, 16.5 cm | 1
16-107-17 | Brom vein hook, curved, 17 cm |  | 1
10-613-14 | Doyen director, curved, 14 cm |  | 1
17-765-19 | König ligature conductor, 3 mm, 19.5 cm |  | 1
17-727-20 | Ligature needle, left, blunt, 20 cm |  | 1
17-717-19 | Cooper ligature needle, 19 cm |  | 1
18-002-16 | Mayo-Hegar TC-needle holder, 16 cm |  | 1
15-766-14 | Allis tissue forceps, 4x5, straight, 15 cm |  | 2
57-000-32 C | VENAE SECTIO SET, CONTAINER AND BASKET
10-103-01 | Scalpel handle, standard No. 3 |  | 2
13-100-13 | Dissecting forceps 1x2, 13 cm |  | 2
13-160-06 | Micro forceps, 0.6 mm, straight, 15 cm |  | 1
13-060-06 | Micro forceps, 0.6 mm, straight, 15.5 cm |  | 1
15-063-12 | Micro-Mosquito forceps, curved, 12.5 cm |  | 6
15-162-12 | Micro-Mosquito forceps, straight, 1x2, 12 cm |  | 4
15-273-14 | Baby-Adson forceps, curved, 14 cm |  | 1
15-273-18 | Baby-Adson forceps, curved, 18 cm |  | 1
15-825-10 | Tohoku towel forceps, 10 cm |  | 4
15-702-20 | Gross-Maier sponge forceps, straight, 20 cm |  | 2
16-005-02 | Kocher retractor, 2-prongs, sharp, 22 cm |  | 2
16-018-05 | Langenbeck retractor, 40x11 mm |  | 2
16-050-02 | Roux retractor, Fig. 2, 15 cm |  | 2
16-218-16 | Weitlaner self retainig retractor, blunt, | 3x4 teeth, 16.5 cm | 1
16-107-17 | Brom vein hook, curved, 17 cm |  | 1
10-613-14 | Doyen director, curved, 14 cm |  | 1
17-765-19 | König ligature conductor, 3 mm, 19.5 cm |  | 1
17-727-20 | Ligature needle, left, blunt, 20 cm |  | 1
17-717-19 | Cooper ligature needle, 19 cm |  | 1
18-002-16 | Mayo-Hegar TC-needle holder, 16 cm |  | 1
15-766-14 | Allis tissue forceps, 4x5, straight, 15 cm |  | 2
55-310-60 | Container bottom, aluminium, 310 x 272 x 96 mm, | non perforated | 1
55-310-90 | Container lid, aluminium, silver, 295 x 280 mm, | perforated | 1
55-390-05 | Wire basket, 246 x 246 x 50 mm |  | 1
55-820-03 | Identification label, red |  | 1
57-000-34 | WOUND DRESSING SET (LARGE)
11-003-14 | Surgical scissors, Fig. 2, curved, 14 cm, | sharp/blunt | 1
13-000-14 | Standard dressing forceps, straight, 14.5 cm |  | 2
13-100-14 | Dissecting forceps 1x2, 14.5 cm |  | 2
15-703-20 | Gross-Maier sponge forceps, curved, 20 cm |  | 1
15-000-14 | Pean forceps, straight, 14 cm |  | 2
40-467-01 | Volkmann bone curette, Fig. 0000, 17 cm |  | 1
40-467-03 | Volkmann bone curette, Fig. 00, 17 cm |  | 1
40-467-04 | Volkmann bone curette, Fig. 0, 17 cm |  | 1
51-100-27 | Kidney bowls, 275 x 150 x 45 mm |  | 1
57-000-34 C | WOUND DRESSING SET (LARGE), CONTAINER AND BASKET
11-003-14 | Surgical scissors, Fig. 2, curved, 14 cm, | sharp/blunt | 1
13-000-14 | Standard dressing forceps, straight, 14.5 cm |  | 2
13-100-14 | Dissecting forceps 1x2, 14.5 cm |  | 2
15-703-20 | Gross-Maier sponge forceps, curved, 20 cm |  | 1
15-000-14 | Pean forceps, straight, 14 cm |  | 2
40-467-01 | Volkmann bone curette, Fig. 0000, 17 cm |  | 1
40-467-03 | Volkmann bone curette, Fig. 00, 17 cm |  | 1
40-467-04 | Volkmann bone curette, Fig. 0, 17 cm |  | 1
51-100-27 | Kidney bowls, 275 x 150 x 45 mm |  | 1
55-510-61 | Container bottom, aluminium, 320 x 186 x 59 mm, | non perforated - for Special container | 1
55-510-90 | Container lid, aluminium, silver, 325 x 192 mm, | perforated - for Special container | 1
55-525-05 | Stainless steel tray 275 x 175 x 45mm, without lid |  | 1
55-820-03 | Identification label, red |  | 1
57-000-36 | WOUND DRESSING SET (SMALL)
11-003-14 | Surgical scissors, Fig. 2, curved, 14 cm, | sharp/blunt | 1
13-100-14 | Dissecting forceps 1x2, 14.5 cm |  | 2
51-100-25 | Kidney bowls, 250 x 140 x 40 mm |  | 1
57-000-38 | EXTRA INSTRUMENTS FOR HANDSURGERY
47-214-00 | Lead hand, children, 24.5 cm |  | 1
47-212-00 | Lead hand, adult, 37 cm |  | 1
50-030-13 | Radolf nail extractor, 13 cm |  | 5
40-139-00 | Finger ring saw clamp, 17 cm |  | 2
50-034-00 | Finger nail drill set, complete with 3 drills |  | 3
57-000-40 | SUTURE SET (LARGE)
10-103-01 | Scalpel handle, standard No. 3 |  | 2
13-000-14 | Standard dressing forceps, straight, 14.5 cm |  | 1
13-100-14 | Dissecting forceps 1x2, 14.5 cm |  | 2
15-063-10 | Micro-Mosquito forceps, curved, 10 cm |  | 4
15-703-20 | Gross-Maier sponge forceps, curved, 20 cm |  | 1
16-126-02 | Trachea hook, blunt, 2-prongs, 16.5 cm |  | 2
16-218-10 | Weitlaner self retainig retractor, blunt, | 2x3 teeth, 11 cm | 1
18-002-16 | Mayo-Hegar TC-needle holder, 16 cm |  | 1
12-231-16 | TC Mayo-Lexer scissors, curved, 16 cm |  | 1
11-011-12 | Surgical scissors curved, delicate, Fig.1, 12 cm | blunt/blunt | 1
11-003-16 | Surgical scissors, Fig. 2, curved, 16 cm, | sharp/blunt | 1
51-103-08 | Round bowls, Ø 85 mm, H 50 mm, 0.175 l |  | 1
13-142-12 | Adson dissecting forceps, 1x2, 12 cm |  | 1
57-000-40 C | SUTURE SET (LARGE), CONTAINER AND BASKET
10-103-01 | Scalpel handle, standard No. 3 |  | 2
13-000-14 | Standard dressing forceps, straight, 14.5 cm |  | 1
13-100-14 | Dissecting forceps 1x2, 14.5 cm |  | 2
15-063-10 | Micro-Mosquito forceps, curved, 10 cm |  | 4
15-703-20 | Gross-Maier sponge forceps, curved, 20 cm |  | 1
16-126-02 | Trachea hook, blunt, 2-prongs, 16.5 cm |  | 2
16-218-10 | Weitlaner self retainig retractor, blunt, | 2x3 teeth, 11 cm | 1
18-002-16 | Mayo-Hegar TC-needle holder, 16 cm |  | 1
12-231-16 | TC Mayo-Lexer scissors, curved, 16 cm |  | 1
11-011-12 | Surgical scissors curved, delicate, Fig.1, 12 cm | blunt/blunt | 1
11-003-16 | Surgical scissors, Fig. 2, curved, 16 cm, | sharp/blunt | 1
51-103-08 | Round bowls, Ø 85 mm, H 50 mm, 0.175 l |  | 1
13-142-12 | Adson dissecting forceps, 1x2, 12 cm |  | 1
55-510-61 | Container bottom, aluminium, 320 x 186 x 59 mm, | non perforated - for Special container | 1
55-510-90 | Container lid, aluminium, silver, 325 x 192 mm, | perforated - for Special container | 1
55-525-05 | Stainless steel tray 275 x 175 x 45mm, without lid |  | 1
55-820-03 | Identification label, red |  | 1
57-000-42 | HAEMORRHOIDAL SET
15-801-11 | Backhaus towel forceps, 11 cm |  | 4
15-702-20 | Gross-Maier sponge forceps, straight, 20 cm |  | 2
10-103-01 | Scalpel handle, standard No. 3 |  | 1
11-211-14 | Metzenbaum scissors, delicate, curved, | blunt/blunt, 14 cm | 1
11-003-14 | Surgical scissors, Fig. 2, curved, 14 cm, | sharp/blunt | 1
15-100-14 | Ochsner-Kocher forceps, straight, 14 cm |  | 2
15-061-12 | Halsted-Mosquito forceps, curved, 12.5 cm |  | 4
17-000-18 | Hegar needle holder, heavy pattern, 17.5 cm |  | 1
33-350-30 | Rudd hämorrhoidal-ligator, 31.5 cm | 100 pcs. ligature rings | 1
33-350-98 | Loading cone, 12 mm for Rudd hemmorrhoidal ligator |  | 1
33-350-99 | Ligature rings, Unit 100 pcs. |  | 1
33-352-18 | Mc Givney hemorrhoideal forceps, 18.5 cm |  | 1
57-000-42 C | HAEMORRHOIDAL SET, CONTAINER AND BASKET
15-801-11 | Backhaus towel forceps, 11 cm |  | 4
15-702-20 | Gross-Maier sponge forceps, straight, 20 cm |  | 2
10-103-01 | Scalpel handle, standard No. 3 |  | 1
11-211-14 | Metzenbaum scissors, delicate, curved, | blunt/blunt, 14 cm | 1
11-003-14 | Surgical scissors, Fig. 2, curved, 14 cm, | sharp/blunt | 1
15-100-14 | Ochsner-Kocher forceps, straight, 14 cm |  | 2
15-061-12 | Halsted-Mosquito forceps, curved, 12.5 cm |  | 4
17-000-18 | Hegar needle holder, heavy pattern, 17.5 cm |  | 1
33-350-30 | Rudd hämorrhoidal-ligator, 31.5 cm | 100 pcs. ligature rings | 1
33-350-98 | Loading cone, 12 mm for Rudd hemmorrhoidal ligator |  | 1
33-350-99 | Ligature rings, Unit 100 pcs. |  | 1
33-352-18 | Mc Givney hemorrhoideal forceps, 18.5 cm |  | 1
55-210-60 | Container bottom, aluminium, 475 x 272 x 96 mm, | non perforated | 1
55-210-90 | Container lid, aluminium, silver, 460 x 285 mm, | perforated | 1
55-290-05 | Wire basket, 405 x 245 x 50 mm |  | 1
55-820-03 | Identification label, red |  | 1
57-000-44 | HERNIA AND APPENDIX SET
15-703-27 | Gross-Maier sponge forceps, curved, 27 cm |  | 2
15-801-11 | Backhaus towel forceps, 11 cm |  | 4
15-825-10 | Tohoku towel forceps, 10 cm |  | 2
10-104-01 | Scalpel handle, standard No. 4 |  | 2
10-103-01 | Scalpel handle, standard No. 3 |  | 1
12-201-18 | TC Metzenbaum scissors, curved, 18 cm |  | 1
12-731-17 W | TC Mayo ligature scissors, curved, 17 cm W |  | 1
12-233-16 | TC Lexer scissors, curved, 16 cm |  | 1
11-003-14 | Surgical scissors, Fig. 2, curved, 14 cm, | sharp/blunt | 1
13-002-14 | Dressing forceps delicate, straight, 14 cm |  | 1
13-102-14 | Dissecting forceps 1x2, delicate, 14 cm |  | 2
13-208-16 | De Bakey forceps, 2.0 mm, straight, 16 cm |  | 2
15-100-14 | Ochsner-Kocher forceps, straight, 14 cm |  | 6
15-000-14 | Pean forceps, straight, 14 cm |  | 6
15-061-12 | Halsted-Mosquito forceps, curved, 12.5 cm |  | 6
15-100-20 | Ochsner-Kocher forceps, straight, 20 cm |  | 2
15-702-27 | Gross-Maier sponge forceps, straight, 27 cm |  | 2
15-339-20 | Mikulicz forceps, curved, 20.5 cm |  | 4
15-201-02 | Overholt-Geissendörfer forceps, curved, 21 cm |  | 2
15-201-03 | Overholt-Geissendörfer forceps, curved, 21 cm |  | 2
17-731-21 | Deschamps ligature needle, left, blunt, 21 cm |  | 1
17-767-19 | König ligature conductor, 5 mm, 19.5 cm |  | 1
18-012-15 | Crile-Wood TC-needle holder, 15 cm |  | 1
18-002-20 | Mayo-Hegar TC-needle holder, 20 cm |  | 2
18-004-18 | De Bakey TC-needle holder, 18 cm, | Mayo Hegar delicate | 1
16-050-01 | Roux retractor, Fig. 1, 14 cm |  | 1
16-050-02 | Roux retractor, Fig. 2, 15 cm |  | 1
16-050-03 | Roux retractor, Fig. 3, 17 cm |  | 1
16-025-04 | Kocher Langenbeck retractor, 35 x 15 mm 21.5 cm |  | 2
56-100-65 | Needle case, 62 x 13 mm, insert only |  | 1
51-103-08 | Round bowls, Ø 85 mm, H 50 mm, 0.175 l |  | 1
51-103-12 | Round bowls, Ø 150 mm, H 62 mm, 0.9 l |  | 1
51-100-25 | Kidney bowls, 250 x 140 x 40 mm |  | 1
10-709-12 | Redon guide needle, straight,lancet tip, 12 Charr. | with step formation | 1
10-709-14 | Redon guide needle, straight,lancet tip, 14 Charr. | with step formation | 1
57-000-44 C | HERNIA AND APPENDIX SET, CONTAINER AND BASKET
15-703-27 | Gross-Maier sponge forceps, curved, 27 cm |  | 2
15-801-11 | Backhaus towel forceps, 11 cm |  | 4
15-825-10 | Tohoku towel forceps, 10 cm |  | 2
10-104-01 | Scalpel handle, standard No. 4 |  | 2
10-103-01 | Scalpel handle, standard No. 3 |  | 1
12-201-18 | TC Metzenbaum scissors, curved, 18 cm |  | 1
12-731-17 W | TC Mayo ligature scissors, curved, 17 cm W |  | 1
12-233-16 | TC Lexer scissors, curved, 16 cm |  | 1
11-003-14 | Surgical scissors, Fig. 2, curved, 14 cm, | sharp/blunt | 1
13-002-14 | Dressing forceps delicate, straight, 14 cm |  | 1
13-102-14 | Dissecting forceps 1x2, delicate, 14 cm |  | 2
13-208-16 | De Bakey forceps, 2.0 mm, straight, 16 cm |  | 2
15-100-14 | Ochsner-Kocher forceps, straight, 14 cm |  | 6
15-000-14 | Pean forceps, straight, 14 cm |  | 6
15-061-12 | Halsted-Mosquito forceps, curved, 12.5 cm |  | 6
15-100-20 | Ochsner-Kocher forceps, straight, 20 cm |  | 2
15-702-27 | Gross-Maier sponge forceps, straight, 27 cm |  | 2
15-339-20 | Mikulicz forceps, curved, 20.5 cm |  | 4
15-201-02 | Overholt-Geissendörfer forceps, curved, 21 cm |  | 2
15-201-03 | Overholt-Geissendörfer forceps, curved, 21 cm |  | 2
17-731-21 | Deschamps ligature needle, left, blunt, 21 cm |  | 1
17-767-19 | König ligature conductor, 5 mm, 19.5 cm |  | 1
18-012-15 | Crile-Wood TC-needle holder, 15 cm |  | 1
18-002-20 | Mayo-Hegar TC-needle holder, 20 cm |  | 2
18-004-18 | De Bakey TC-needle holder, 18 cm, | Mayo Hegar delicate | 1
16-050-01 | Roux retractor, Fig. 1, 14 cm |  | 1
16-050-02 | Roux retractor, Fig. 2, 15 cm |  | 1
16-050-03 | Roux retractor, Fig. 3, 17 cm |  | 1
16-025-04 | Kocher Langenbeck retractor, 35 x 15 mm 21.5 cm |  | 2
56-100-65 | Needle case, 62 x 13 mm, insert only |  | 1
51-103-08 | Round bowls, Ø 85 mm, H 50 mm, 0.175 l |  | 1
51-103-12 | Round bowls, Ø 150 mm, H 62 mm, 0.9 l |  | 1
51-100-25 | Kidney bowls, 250 x 140 x 40 mm |  | 1
10-709-12 | Redon guide needle, straight,lancet tip, 12 Charr. | with step formation | 1
10-709-14 | Redon guide needle, straight,lancet tip, 14 Charr. | with step formation | 1
55-110-61 | Container bottom, aluminium, 600 x 272 x 116 mm, | non perforated | 1
55-110-90 | Container lid, aluminium, silver, 585 x 285 mm, | perforated | 1
55-190-05 | Wire basket, 480 x 245 x 50 mm |  | 1
55-820-03 | Identification label, red |  | 1
57-000-46 | LAPAROTOMY SET
15-703-27 | Gross-Maier sponge forceps, curved, 27 cm |  | 2
15-801-11 | Backhaus towel forceps, 11 cm |  | 6
15-825-10 | Tohoku towel forceps, 10 cm |  | 4
10-104-01 | Scalpel handle, standard No. 4 |  | 1
10-104-04 | Scalpel handle No. 4 L |  | 1
10-103-01 | Scalpel handle, standard No. 3 |  | 1
12-201-14 | TC Metzenbaum scissors, curved, 14 cm |  | 1
12-201-18 | TC Metzenbaum scissors, curved, 18 cm |  | 1
12-201-20 | TC Metzenbaum scissors, curved, 20 cm |  | 1
12-201-23 | TC Metzenbaum scissors, curved, 23 cm |  | 1
12-201-25 | TC Metzenbaum scissors, curved, 25 cm |  | 1
12-201-28 | TC Metzenbaum scissors, curved, 28 cm |  | 1
12-731-17 W | TC Mayo ligature scissors, curved, 17 cm W |  | 1
12-731-23 W | TC Mayo ligature scissors, curved, 23 cm W |  | 1
12-233-16 | TC Lexer scissors, curved, 16 cm |  | 1
11-003-14 | Surgical scissors, Fig. 2, curved, 14 cm, | sharp/blunt | 1
13-002-14 | Dressing forceps delicate, straight, 14 cm |  | 1
13-102-14 | Dissecting forceps 1x2, delicate, 14 cm |  | 2
13-100-20 | Dissecting forceps 1x2, 20 cm |  | 2
13-100-25 | Dissecting forceps 1x2, 25 cm |  | 2
13-208-16 | De Bakey forceps, 2.0 mm, straight, 16 cm |  | 2
13-208-20 | De Bakey forceps, 2.0 mm, straight, 20 cm |  | 2
13-208-24 | De Bakey forceps, 2.0 mm, straight, 24 cm |  | 2
13-170-18 | Gerald tissue forceps, straight, 18 cm |  | 1
15-100-14 | Ochsner-Kocher forceps, straight, 14 cm |  | 6
15-000-14 | Pean forceps, straight, 14 cm |  | 6
15-161-12 | Halsted-Mosquito forceps, curved, 1x2, 12 cm |  | 6
15-061-12 | Halsted-Mosquito forceps, curved, 12.5 cm |  | 10
15-026-18 | Halsted-Mosquito forceps, straight, 18 cm |  | 2
15-126-18 | Halsted-Mosquito forceps, straight, 18 cm |  | 2
15-100-20 | Ochsner-Kocher forceps, straight, 20 cm |  | 2
15-100-24 | Ochsner-Kocher forceps, straight, 24 cm |  | 2
15-702-27 | Gross-Maier sponge forceps, straight, 27 cm |  | 4
15-339-20 | Mikulicz forceps, curved, 20.5 cm |  | 6
15-201-02 | Overholt-Geissendörfer forceps, curved, 21 cm |  | 2
15-203-02 | Overholt-Geissendörfer forceps, curved, 27 cm |  | 2
15-203-03 | Overholt-Geissendörfer forceps, curved, 27 cm |  | 2
15-355-22 | Mixter forceps, curved, 22 cm |  | 2
17-731-21 | Deschamps ligature needle, left, blunt, 21 cm |  | 1
17-767-19 | König ligature conductor, 5 mm, 19.5 cm |  | 1
18-012-15 | Crile-Wood TC-needle holder, 15 cm |  | 2
18-002-20 | Mayo-Hegar TC-needle holder, 20 cm |  | 2
18-044-27 | Wangensteen needle holder, 27 cm |  | 1
18-004-18 | De Bakey TC-needle holder, 18 cm, | Mayo Hegar delicate | 2
18-004-26 | De Bakey TC-needle holder, 26 cm |  | 2
16-050-01 | Roux retractor, Fig. 1, 14 cm |  | 1
16-050-02 | Roux retractor, Fig. 2, 15 cm |  | 1
16-050-03 | Roux retractor, Fig. 3, 17 cm |  | 1
16-018-02 | Langenbeck retractor, 30x14 mm |  | 2
16-018-05 | Langenbeck retractor, 40x11 mm |  | 2
16-021-04 | Obwegeser retractor, flat, 55x12 mm |  | 2
16-002-04 | Volkmann retractor, 4-prongs, semi-sharp, 22 cm |  | 2
16-039-04 | Fritsch retractor, 48 x 75 mm, 25.5 cm |  | 2
16-028-03 | Mikulicz retractor, 120 x 50 mm, 26 cm |  | 2
16-028-02 | Mikulicz retractor, 90 x 35 mm, 26 cm |  | 2
16-073-03 | Haberer-spatula, malleable, 300x37/45 mm |  | 1
16-283-00 | Kirschner abdominal retractor, complete with | frame 240 x 240 mm and 2 pairs of blades | 1
15-732-25 | Atrauma Organ grasping forceps, straight, 25 cm |  | 2
40-467-04 | Volkmann bone curette, Fig. 0, 17 cm |  | 1
10-615-16 | Nelaton director, 16 cm |  | 1
10-602-20 | Probe, Ø 2 mm, 20 cm |  | 1
56-100-65 | Needle case, 62 x 13 mm, insert only |  | 1
56-112-02 | Needle case perforated, with compartments | 150 x 95 x 13 mm | 1
51-103-08 | Round bowls, Ø 85 mm, H 50 mm, 0.175 l |  | 1
51-103-12 | Round bowls, Ø 150 mm, H 62 mm, 0.9 l |  | 1
51-100-25 | Kidney bowls, 250 x 140 x 40 mm |  | 1
10-709-12 | Redon guide needle, straight,lancet tip, 12 Charr. | with step formation | 1
10-709-14 | Redon guide needle, straight,lancet tip, 14 Charr. | with step formation | 1
57-000-46 C | LAPAROTOMY SET, CONTAINER AND BASKET
15-703-27 | Gross-Maier sponge forceps, curved, 27 cm |  | 2
15-801-11 | Backhaus towel forceps, 11 cm |  | 6
15-825-10 | Tohoku towel forceps, 10 cm |  | 4
10-104-01 | Scalpel handle, standard No. 4 |  | 1
10-104-04 | Scalpel handle No. 4 L |  | 1
10-103-01 | Scalpel handle, standard No. 3 |  | 1
12-201-14 | TC Metzenbaum scissors, curved, 14 cm |  | 1
12-201-18 | TC Metzenbaum scissors, curved, 18 cm |  | 1
12-201-20 | TC Metzenbaum scissors, curved, 20 cm |  | 1
12-201-23 | TC Metzenbaum scissors, curved, 23 cm |  | 1
12-201-25 | TC Metzenbaum scissors, curved, 25 cm |  | 1
12-201-28 | TC Metzenbaum scissors, curved, 28 cm |  | 1
12-731-17 W | TC Mayo ligature scissors, curved, 17 cm W |  | 1
12-731-23 W | TC Mayo ligature scissors, curved, 23 cm W |  | 1
12-233-16 | TC Lexer scissors, curved, 16 cm |  | 1
11-003-14 | Surgical scissors, Fig. 2, curved, 14 cm, | sharp/blunt | 1
13-002-14 | Dressing forceps delicate, straight, 14 cm |  | 1
13-102-14 | Dissecting forceps 1x2, delicate, 14 cm |  | 2
13-100-20 | Dissecting forceps 1x2, 20 cm |  | 2
13-100-25 | Dissecting forceps 1x2, 25 cm |  | 2
13-208-16 | De Bakey forceps, 2.0 mm, straight, 16 cm |  | 2
13-208-20 | De Bakey forceps, 2.0 mm, straight, 20 cm |  | 2
13-208-24 | De Bakey forceps, 2.0 mm, straight, 24 cm |  | 2
13-170-18 | Gerald tissue forceps, straight, 18 cm |  | 1
15-100-14 | Ochsner-Kocher forceps, straight, 14 cm |  | 6
15-000-14 | Pean forceps, straight, 14 cm |  | 6
15-161-12 | Halsted-Mosquito forceps, curved, 1x2, 12 cm |  | 6
15-061-12 | Halsted-Mosquito forceps, curved, 12.5 cm |  | 10
15-026-18 | Halsted-Mosquito forceps, straight, 18 cm |  | 2
15-126-18 | Halsted-Mosquito forceps, straight, 18 cm |  | 2
15-100-20 | Ochsner-Kocher forceps, straight, 20 cm |  | 2
15-100-24 | Ochsner-Kocher forceps, straight, 24 cm |  | 2
15-702-27 | Gross-Maier sponge forceps, straight, 27 cm |  | 4
15-339-20 | Mikulicz forceps, curved, 20.5 cm |  | 6
15-201-02 | Overholt-Geissendörfer forceps, curved, 21 cm |  | 2
15-203-02 | Overholt-Geissendörfer forceps, curved, 27 cm |  | 2
15-203-03 | Overholt-Geissendörfer forceps, curved, 27 cm |  | 2
15-355-22 | Mixter forceps, curved, 22 cm |  | 2
17-731-21 | Deschamps ligature needle, left, blunt, 21 cm |  | 1
17-767-19 | König ligature conductor, 5 mm, 19.5 cm |  | 1
18-012-15 | Crile-Wood TC-needle holder, 15 cm |  | 2
18-002-20 | Mayo-Hegar TC-needle holder, 20 cm |  | 2
18-044-27 | Wangensteen needle holder, 27 cm |  | 1
18-004-18 | De Bakey TC-needle holder, 18 cm, | Mayo Hegar delicate | 2
18-004-26 | De Bakey TC-needle holder, 26 cm |  | 2
16-050-01 | Roux retractor, Fig. 1, 14 cm |  | 1
16-050-02 | Roux retractor, Fig. 2, 15 cm |  | 1
16-050-03 | Roux retractor, Fig. 3, 17 cm |  | 1
16-018-02 | Langenbeck retractor, 30x14 mm |  | 2
16-018-05 | Langenbeck retractor, 40x11 mm |  | 2
16-021-04 | Obwegeser retractor, flat, 55x12 mm |  | 2
16-002-04 | Volkmann retractor, 4-prongs, semi-sharp, 22 cm |  | 2
16-039-04 | Fritsch retractor, 48 x 75 mm, 25.5 cm |  | 2
16-028-03 | Mikulicz retractor, 120 x 50 mm, 26 cm |  | 2
16-028-02 | Mikulicz retractor, 90 x 35 mm, 26 cm |  | 2
16-073-03 | Haberer-spatula, malleable, 300x37/45 mm |  | 1
16-283-00 | Kirschner abdominal retractor, complete with | frame 240 x 240 mm and 2 pairs of blades | 1
15-732-25 | Atrauma Organ grasping forceps, straight, 25 cm |  | 2
40-467-04 | Volkmann bone curette, Fig. 0, 17 cm |  | 1
10-615-16 | Nelaton director, 16 cm |  | 1
10-602-20 | Probe, Ø 2 mm, 20 cm |  | 1
56-100-65 | Needle case, 62 x 13 mm, insert only |  | 1
56-112-02 | Needle case perforated, with compartments | 150 x 95 x 13 mm | 1
51-103-08 | Round bowls, Ø 85 mm, H 50 mm, 0.175 l |  | 1
51-103-12 | Round bowls, Ø 150 mm, H 62 mm, 0.9 l |  | 1
51-100-25 | Kidney bowls, 250 x 140 x 40 mm |  | 1
10-709-12 | Redon guide needle, straight,lancet tip, 12 Charr. | with step formation | 1
10-709-14 | Redon guide needle, straight,lancet tip, 14 Charr. | with step formation | 1
55-110-62 | Container bottom, aluminium, 600 x 272 x 138 mm, | non perforated | 1
55-110-90 | Container lid, aluminium, silver, 585 x 285 mm, | perforated | 1
55-190-05 | Wire basket, 480 x 245 x 50 mm |  | 2
55-820-03 | Identification label, red |  | 1
57-000-48 | KIRSCHNER ABDOMINAL RETRACTOR
16-283-00 | Kirschner abdominal retractor, complete with | frame 240 x 240 mm and 2 pairs of blades | 1
16-283-98 | Kirschner blade, 98 x 50 mm |  | 2
57-000-50 | SUPPLEMENT SET FOR GALLBLADDER
12-201-25 | TC Metzenbaum scissors, curved, 25 cm |  | 1
13-100-25 | Dissecting forceps 1x2, 25 cm |  | 2
13-208-24 | De Bakey forceps, 2.0 mm, straight, 24 cm |  | 2
15-020-26 | Bengolea forceps, straight, 26 cm |  | 2
15-021-26 | Bengolea forceps, curved, 26 cm |  | 2
15-355-22 | Mixter forceps, curved, 22 cm |  | 2
15-355-25 | Mixter forceps, curved, 25 cm |  | 2
18-004-26 | De Bakey TC-needle holder, 26 cm |  | 1
15-732-25 | Atrauma Organ grasping forceps, straight, 25 cm |  | 2
16-039-04 | Fritsch retractor, 48 x 75 mm, 25.5 cm |  | 2
16-028-03 | Mikulicz retractor, 120 x 50 mm, 26 cm |  | 2
16-028-02 | Mikulicz retractor, 90 x 35 mm, 26 cm |  | 2
16-073-03 | Haberer-spatula, malleable, 300x37/45 mm |  | 1
12-545-23 | TC De Bakey vascular scissors, 23 cm, 60° |  | 1
12-553-19 | TC Potts-Smith scissors, 19 cm, 45° |  | 1
34-102-03 | Bakes dilator, malleable, 31 cm, Ø 3 mm |  | 1
34-102-04 | Bakes dilator, malleable, 31 cm, Ø 4 mm |  | 1
34-102-05 | Bakes dilator, malleable, 31 cm, Ø 5 mm |  | 1
34-102-06 | Bakes dilator, malleable, 31 cm, Ø 6 mm |  | 1
34-102-07 | Bakes dilator, malleable, 31 cm, Ø 7 mm |  | 1
34-102-08 | Bakes dilator, malleable, 31 cm, Ø 8 mm |  | 1
34-120-02 | Luer-Koerte gall stone scoop, Fig. 00, 31 cm |  | 1
34-120-03 | Luer-Koerte gall stone scoop, Fig. 0, 31 cm |  | 1
34-120-04 | Luer-Koerte gall stone scoop, Fig. 1, 31 cm |  | 1
34-120-05 | Luer-Koerte gall stone scoop, Fig. 2, 31 cm |  | 1
34-120-06 | Luer-Koerte gall stone scoop, Fig. 3, 31 cm |  | 1
34-120-07 | Luer-Koerte gall stone scoop, Fig. 4, 31 cm |  | 1
34-249-01 | Dejardins gall stone forceps, Fig. 1, 23 cm |  | 2
34-249-02 | Dejardins gall stone forceps, Fig. 2, 23 cm |  | 1
34-118-01 | Desjardins gall stone scoop, 6 mm, 30 cm |  | 1
57-000-50 C | SUPPLEMENT SET FOR GALLBLADDER, CONTAINER AND BASKET
12-201-25 | TC Metzenbaum scissors, curved, 25 cm |  | 1
13-100-25 | Dissecting forceps 1x2, 25 cm |  | 2
13-208-24 | De Bakey forceps, 2.0 mm, straight, 24 cm |  | 2
15-020-26 | Bengolea forceps, straight, 26 cm |  | 2
15-021-26 | Bengolea forceps, curved, 26 cm |  | 2
15-355-22 | Mixter forceps, curved, 22 cm |  | 2
15-355-25 | Mixter forceps, curved, 25 cm |  | 2
18-004-26 | De Bakey TC-needle holder, 26 cm |  | 1
15-732-25 | Atrauma Organ grasping forceps, straight, 25 cm |  | 2
16-039-04 | Fritsch retractor, 48 x 75 mm, 25.5 cm |  | 2
16-028-03 | Mikulicz retractor, 120 x 50 mm, 26 cm |  | 2
16-028-02 | Mikulicz retractor, 90 x 35 mm, 26 cm |  | 2
16-073-03 | Haberer-spatula, malleable, 300x37/45 mm |  | 1
12-545-23 | TC De Bakey vascular scissors, 23 cm, 60° |  | 1
12-553-19 | TC Potts-Smith scissors, 19 cm, 45° |  | 1
34-102-03 | Bakes dilator, malleable, 31 cm, Ø 3 mm |  | 1
34-102-04 | Bakes dilator, malleable, 31 cm, Ø 4 mm |  | 1
34-102-05 | Bakes dilator, malleable, 31 cm, Ø 5 mm |  | 1
34-102-06 | Bakes dilator, malleable, 31 cm, Ø 6 mm |  | 1
34-102-07 | Bakes dilator, malleable, 31 cm, Ø 7 mm |  | 1
34-102-08 | Bakes dilator, malleable, 31 cm, Ø 8 mm |  | 1
34-120-02 | Luer-Koerte gall stone scoop, Fig. 00, 31 cm |  | 1
34-120-03 | Luer-Koerte gall stone scoop, Fig. 0, 31 cm |  | 1
34-120-04 | Luer-Koerte gall stone scoop, Fig. 1, 31 cm |  | 1
34-120-05 | Luer-Koerte gall stone scoop, Fig. 2, 31 cm |  | 1
34-120-06 | Luer-Koerte gall stone scoop, Fig. 3, 31 cm |  | 1
34-120-07 | Luer-Koerte gall stone scoop, Fig. 4, 31 cm |  | 1
34-249-01 | Dejardins gall stone forceps, Fig. 1, 23 cm |  | 2
34-249-02 | Dejardins gall stone forceps, Fig. 2, 23 cm |  | 1
34-118-01 | Desjardins gall stone scoop, 6 mm, 30 cm |  | 1
55-110-61 | Container bottom, aluminium, 600 x 272 x 116 mm, | non perforated | 1
55-110-90 | Container lid, aluminium, silver, 585 x 285 mm, | perforated | 1
55-190-05 | Wire basket, 480 x 245 x 50 mm |  | 1
55-820-03 | Identification label, red |  | 1
57-000-52 | SUPPLEMENT SET FOR VASCULAR SURGERY
16-258-32 | Adson self retaining retractor, hinged, blunt, | 32 cm | 1
16-232-17 | Mayo-Adams self retaining retractor, 2x2, 16.5 cm |  | 1
11-555-19 | Potts-Smith scissors 60°, angled, 19 cm |  | 1
12-545-23 | TC De Bakey vascular scissors, 23 cm, 60° |  | 1
13-242-20 | TITAN De Bakey forceps, straight, jaw 1.5 mm, 20cm |  | 2
13-242-24 | TITAN De Bakey forceps, straight, jaw 1.5 mm, 24cm |  | 2
13-208-24 | De Bakey forceps, 2.0 mm, straight, 24 cm |  | 2
31-013-02 | Vollmar ring stripper, Ø 2 mm, 50 cm |  | 1
31-013-03 | Vollmar ring stripper, Ø 3 mm, 50 cm |  | 1
31-013-04 | Vollmar ring stripper, Ø 4 mm, 50 cm |  | 1
31-013-06 | Vollmar ring stripper, Ø 6 mm, 50 cm |  | 1
31-013-07 | Vollmar ring stripper, Ø 7 mm, 50 cm |  | 1
31-013-08 | Vollmar ring stripper, Ø 8.5 mm, 50 cm |  | 1
31-013-10 | Vollmar ring stripper, Ø 10 mm, 50 cm |  | 1
31-013-12 | Vollmar ring stripper, Ø 12 mm, 50 cm |  | 1
31-013-14 | Vollmar ring stripper, Ø 14 mm, 50 cm |  | 1
31-012-00 | Handle for Vollmar ring stripper, 11 cm |  | 1
10-818-04 | Schmid vessel irregation cannula, Ø 4 mm |  | 1
10-818-03 | Schmid vessel irregation cannula, Ø 3 mm |  | 1
31-109-24 | Davis spatula, double, 24.5 cm |  | 1
31-107-18 | Intima spatula, blunt, 18.5 cm |  | 1
31-107-21 | Intima spatula, blunt, 21.5 cm |  | 1
16-133-14 | Cushing vein hook, 14 mm, 20 cm |  | 1
16-105-02 | Cushing hook, 19 cm Fig. 2 |  | 1
16-106-02 | Cushing hook, 28 cm Fig. 2 |  | 1
31-132-25 | Ligature catcher, 2.5 mm, 26 cm |  | 1
40-770-15 | Tendon interlacing forceps, straight, 15 cm |  | 1
15-492-50 | Bulldog clamp De Bakey, straight, 50 mm |  | 1
18-100-20 | Hegar-Vascular TC-needle holder, 20 cm |  | 1
18-004-26 | De Bakey TC-needle holder, 26 cm |  | 1
18-110-20 | Ryder-Vascular TC-needle holder, 20 cm |  | 1
15-495-09 | Bulldog clamp De Bakey, curved, 86 mm |  | 4
15-493-48 | Bulldog clamp De Bakey, curved, 48 mm |  | 2
15-495-08 | Bulldog clamp De Bakey, curved, 78 mm |  | 2
15-495-10 | Bulldog clamp De Bakey, curved, 97 mm |  | 2
15-615-22 | Potts atrauma clamp, angled, 22 cm |  | 2
15-611-18 | Leland-Jones atrauma clamp, angled, 18 cm |  | 2
15-605-23 | De Bakey atrauma clamp, S-shape, 23 cm |  | 1
15-589-23 | De Bakey-Bahnson, S-shape, 23.5 cm |  | 1
15-591-26 | De Bakey atrauma clamp, S-shape, 27 cm |  | 1
15-577-18 | Derra atrauma clamp, S-shape, 18 cm |  | 1
15-647-20 | Satinsky-De Bakey clamp, curved, 20 cm |  | 1
15-647-24 | Satinsky atrauma clamp, curved, 24 cm |  | 1
15-647-25 | Satinsky atrauma clamp, curved, 25.0 cm |  | 1
15-647-26 | Satinsky atrauma clamp, curved, 27.0 cm |  | 1
15-647-27 | Satinsky atrauma clamp, curved, 27.0 cm |  | 1
15-585-23 | Potts atrauma clamp, curved, 23 cm |  | 1
15-585-27 | Potts atrauma clamp, curved, 27 cm |  | 1
15-585-31 | Potts atrauma clamp, curved, 31 cm |  | 1
15-587-31 | Atrauma clamp, C-Form, 31 cm |  | 2
57-000-52 C | SUPPLEMENT SET FOR VASCULAR SURGERY, CONTAINER AND BASKET
16-258-32 | Adson self retaining retractor, hinged, blunt, | 32 cm | 1
16-232-17 | Mayo-Adams self retaining retractor, 2x2, 16.5 cm |  | 1
11-555-19 | Potts-Smith scissors 60°, angled, 19 cm |  | 1
12-545-23 | TC De Bakey vascular scissors, 23 cm, 60° |  | 1
13-242-20 | TITAN De Bakey forceps, straight, jaw 1.5 mm, 20cm |  | 2
13-242-24 | TITAN De Bakey forceps, straight, jaw 1.5 mm, 24cm |  | 2
13-208-24 | De Bakey forceps, 2.0 mm, straight, 24 cm |  | 2
31-013-02 | Vollmar ring stripper, Ø 2 mm, 50 cm |  | 1
31-013-03 | Vollmar ring stripper, Ø 3 mm, 50 cm |  | 1
31-013-04 | Vollmar ring stripper, Ø 4 mm, 50 cm |  | 1
31-013-06 | Vollmar ring stripper, Ø 6 mm, 50 cm |  | 1
31-013-07 | Vollmar ring stripper, Ø 7 mm, 50 cm |  | 1
31-013-08 | Vollmar ring stripper, Ø 8.5 mm, 50 cm |  | 1
31-013-10 | Vollmar ring stripper, Ø 10 mm, 50 cm |  | 1
31-013-12 | Vollmar ring stripper, Ø 12 mm, 50 cm |  | 1
31-013-14 | Vollmar ring stripper, Ø 14 mm, 50 cm |  | 1
31-012-00 | Handle for Vollmar ring stripper, 11 cm |  | 1
10-818-04 | Schmid vessel irregation cannula, Ø 4 mm |  | 1
10-818-03 | Schmid vessel irregation cannula, Ø 3 mm |  | 1
31-109-24 | Davis spatula, double, 24.5 cm |  | 1
31-107-18 | Intima spatula, blunt, 18.5 cm |  | 1
31-107-21 | Intima spatula, blunt, 21.5 cm |  | 1
16-133-14 | Cushing vein hook, 14 mm, 20 cm |  | 1
16-105-02 | Cushing hook, 19 cm Fig. 2 |  | 1
16-106-02 | Cushing hook, 28 cm Fig. 2 |  | 1
31-132-25 | Ligature catcher, 2.5 mm, 26 cm |  | 1
40-770-15 | Tendon interlacing forceps, straight, 15 cm |  | 1
15-492-50 | Bulldog clamp De Bakey, straight, 50 mm |  | 1
18-100-20 | Hegar-Vascular TC-needle holder, 20 cm |  | 1
18-004-26 | De Bakey TC-needle holder, 26 cm |  | 1
18-110-20 | Ryder-Vascular TC-needle holder, 20 cm |  | 1
15-495-09 | Bulldog clamp De Bakey, curved, 86 mm |  | 4
15-493-48 | Bulldog clamp De Bakey, curved, 48 mm |  | 2
15-495-08 | Bulldog clamp De Bakey, curved, 78 mm |  | 2
15-495-10 | Bulldog clamp De Bakey, curved, 97 mm |  | 2
15-615-22 | Potts atrauma clamp, angled, 22 cm |  | 2
15-611-18 | Leland-Jones atrauma clamp, angled, 18 cm |  | 2
15-605-23 | De Bakey atrauma clamp, S-shape, 23 cm |  | 1
15-589-23 | De Bakey-Bahnson, S-shape, 23.5 cm |  | 1
15-591-26 | De Bakey atrauma clamp, S-shape, 27 cm |  | 1
15-577-18 | Derra atrauma clamp, S-shape, 18 cm |  | 1
15-647-20 | Satinsky-De Bakey clamp, curved, 20 cm |  | 1
15-647-24 | Satinsky atrauma clamp, curved, 24 cm |  | 1
15-647-25 | Satinsky atrauma clamp, curved, 25.0 cm |  | 1
15-647-26 | Satinsky atrauma clamp, curved, 27.0 cm |  | 1
15-647-27 | Satinsky atrauma clamp, curved, 27.0 cm |  | 1
15-585-23 | Potts atrauma clamp, curved, 23 cm |  | 1
15-585-27 | Potts atrauma clamp, curved, 27 cm |  | 1
15-585-31 | Potts atrauma clamp, curved, 31 cm |  | 1
15-587-31 | Atrauma clamp, C-Form, 31 cm |  | 2
55-110-62 | Container bottom, aluminium, 600 x 272 x 138 mm, | non perforated | 1
55-110-90 | Container lid, aluminium, silver, 585 x 285 mm, | perforated | 1
55-190-05 | Wire basket, 480 x 245 x 50 mm |  | 2
55-820-03 | Identification label, red |  | 1
57-000-54 | EMERGENCY SUPPLEMENT SET FOR VESSELS
15-495-09 | Bulldog clamp De Bakey, curved, 86 mm |  | 2
15-611-19 | Leland-Jones atrauma clamp, angled, 18.5 cm |  | 2
15-647-20 | Satinsky-De Bakey clamp, curved, 20 cm |  | 1
15-585-23 | Potts atrauma clamp, curved, 23 cm |  | 1
13-208-24 | De Bakey forceps, 2.0 mm, straight, 24 cm |  | 2
18-004-23 | De Bakey TC-needle holder, 23 cm |  | 1
56-100-65 | Needle case, 62 x 13 mm, insert only |  | 1
57-000-54 C | EMERGENCY SUPPLEMENT SET FOR VESSELS,CONTAINER AND BASKET
15-495-09 | Bulldog clamp De Bakey, curved, 86 mm |  | 2
15-611-19 | Leland-Jones atrauma clamp, angled, 18.5 cm |  | 2
15-647-20 | Satinsky-De Bakey clamp, curved, 20 cm |  | 1
15-585-23 | Potts atrauma clamp, curved, 23 cm |  | 1
13-208-24 | De Bakey forceps, 2.0 mm, straight, 24 cm |  | 2
18-004-23 | De Bakey TC-needle holder, 23 cm |  | 1
56-100-65 | Needle case, 62 x 13 mm, insert only |  | 1
55-510-61 | Container bottom, aluminium, 320 x 186 x 59 mm, | non perforated - for Special container | 1
55-510-90 | Container lid, aluminium, silver, 325 x 192 mm, | perforated - for Special container | 1
55-525-05 | Stainless steel tray 275 x 175 x 45mm, without lid |  | 1
55-820-03 | Identification label, red |  | 1
57-000-56 | CHEST INSTRUMENT SET
15-703-27 | Gross-Maier sponge forceps, curved, 27 cm |  | 2
15-801-11 | Backhaus towel forceps, 11 cm |  | 10
15-825-10 | Tohoku towel forceps, 10 cm |  | 6
10-104-01 | Scalpel handle, standard No. 4 |  | 2
10-103-04 | Scalpel handle No. 3 L |  | 1
12-201-20 | TC Metzenbaum scissors, curved, 20 cm |  | 1
12-201-23 | TC Metzenbaum scissors, curved, 23 cm |  | 1
12-201-25 | TC Metzenbaum scissors, curved, 25 cm |  | 1
12-201-30 | TC Metzenbaum scissors, curved, 30 cm |  | 1
12-731-23 W | TC Mayo ligature scissors, curved, 23 cm W |  | 1
12-233-16 | TC Lexer scissors, curved, 16 cm |  | 1
11-003-14 | Surgical scissors, Fig. 2, curved, 14 cm, | sharp/blunt | 1
13-002-14 | Dressing forceps delicate, straight, 14 cm |  | 1
13-100-14 | Dissecting forceps 1x2, 14.5 cm |  | 2
13-100-20 | Dissecting forceps 1x2, 20 cm |  | 2
13-208-16 | De Bakey forceps, 2.0 mm, straight, 16 cm |  | 2
13-208-20 | De Bakey forceps, 2.0 mm, straight, 20 cm |  | 2
13-208-24 | De Bakey forceps, 2.0 mm, straight, 24 cm |  | 2
13-208-30 | De Bakey forceps, 2.0 mm, straight, 30 cm |  | 2
15-061-12 | Halsted-Mosquito forceps, curved, 12.5 cm |  | 6
15-100-14 | Ochsner-Kocher forceps, straight, 14 cm |  | 6
15-100-24 | Ochsner-Kocher forceps, straight, 24 cm |  | 2
15-702-27 | Gross-Maier sponge forceps, straight, 27 cm |  | 2
15-339-20 | Mikulicz forceps, curved, 20.5 cm |  | 4
15-201-02 | Overholt-Geissendörfer forceps, curved, 21 cm |  | 1
15-201-01 | Overholt-Geissendörfer forceps, curved, 21 cm |  | 1
15-201-04 | Overholt-Geissendörfer forceps, curved, 21 cm |  | 1
15-251-03 | Rumel forceps Fig. 3, curved, 23 cm |  | 1
15-251-04 | Rumel forceps Fig. 4, curved, 23 cm |  | 1
15-232-30 | Zenker forceps, curved, 30 cm |  | 1
15-203-01 | Overholt-Geissendörfer forceps, curved, 27 cm |  | 1
15-647-25 | Satinsky atrauma clamp, curved, 25.0 cm |  | 1
15-647-20 | Satinsky-De Bakey clamp, curved, 20 cm |  | 1
15-587-31 | Atrauma clamp, C-Form, 31 cm |  | 1
15-631-24 | De Bakey atrauma clamp, curved, 24.5 cm |  | 1
15-585-27 | Potts atrauma clamp, curved, 27 cm |  | 1
15-591-25 | De Bakey atrauma clamp, S-shape, 27 cm |  | 1
15-732-25 | Atrauma Organ grasping forceps, straight, 25 cm |  | 1
15-768-25 | Allis atrauma forceps, straight, 25 cm |  | 1
18-012-15 | Crile-Wood TC-needle holder, 15 cm |  | 1
18-002-20 | Mayo-Hegar TC-needle holder, 20 cm |  | 1
18-004-18 | De Bakey TC-needle holder, 18 cm, | Mayo Hegar delicate | 1
18-004-26 | De Bakey TC-needle holder, 26 cm |  | 1
18-004-31 | De Bakey TC-needle holder, 31 cm |  | 1
18-042-27 | Masson TC-needle holder, 27 cm |  | 1
16-002-04 | Volkmann retractor, 4-prongs, semi-sharp, 22 cm |  | 2
30-207-00 | Finocchietto rip spreader, child, alu, | lateral blades 30 x 45 mm, spreading 140 mm | 1
30-264-16 | Bailey-Gibbon rip contractor, 18 cm, long claws | for adults | 1
30-301-32 | Allison lung spatula, 32 cm, 65 mm |  | 2
30-109-24 | Lebsche sternal chisel, 24 cm |  | 1
40-203-22 | Mallet, lead filled, Ø 20 mm, 140 g, 16.5 cm |  | 1
30-113-28 | Brunner rip scissors, right, 32 cm |  | 1
40-410-02 | Doyen periosteal elevator, adult, right, 17 cm |  | 1
40-410-01 | Doyen periosteal elevator, adult, left, 17 cm |  | 1
40-277-15 | Mini-Lambotte osteotome, 15 mm, 17 cm |  | 1
40-408-02 | Semb periosteal elevator, 12 mm, 22 cm |  | 1
40-408-04 | Semb periosteal elevator, 13 mm, 22 cm |  | 1
40-533-19 | Semb bone holding forceps, 8 mm, without ratchet, | 19 cm | 1
40-707-22 | Liston bone cutting forceps, angled, 22 cm |  | 1
40-665-22 | Luer-Stille bone rongeur, curved, 22 cm |  | 1
40-873-16 | TC wire cutting forceps, double, 16 cm, | hard Ø 1.7 mm / soft Ø 2.0 mm | 1
56-100-65 | Needle case, 62 x 13 mm, insert only |  | 1
51-103-08 | Round bowls, Ø 85 mm, H 50 mm, 0.175 l |  | 1
51-103-12 | Round bowls, Ø 150 mm, H 62 mm, 0.9 l |  | 1
51-100-25 | Kidney bowls, 250 x 140 x 40 mm |  | 1
10-709-12 | Redon guide needle, straight,lancet tip, 12 Charr. | with step formation | 1
10-709-14 | Redon guide needle, straight,lancet tip, 14 Charr. | with step formation | 1
10-709-16 | Redon guide needle, straight,lancet tip, 16 Charr. | with step formation | 1
57-000-56 C | CHEST INSTRUMENT SET, CONTAINER AND BASKET
15-703-27 | Gross-Maier sponge forceps, curved, 27 cm |  | 2
15-801-11 | Backhaus towel forceps, 11 cm |  | 10
15-825-10 | Tohoku towel forceps, 10 cm |  | 6
10-104-01 | Scalpel handle, standard No. 4 |  | 2
10-103-04 | Scalpel handle No. 3 L |  | 1
12-201-20 | TC Metzenbaum scissors, curved, 20 cm |  | 1
12-201-23 | TC Metzenbaum scissors, curved, 23 cm |  | 1
12-201-25 | TC Metzenbaum scissors, curved, 25 cm |  | 1
12-201-30 | TC Metzenbaum scissors, curved, 30 cm |  | 1
12-731-23 W | TC Mayo ligature scissors, curved, 23 cm W |  | 1
12-233-16 | TC Lexer scissors, curved, 16 cm |  | 1
11-003-14 | Surgical scissors, Fig. 2, curved, 14 cm, | sharp/blunt | 1
13-002-14 | Dressing forceps delicate, straight, 14 cm |  | 1
13-100-14 | Dissecting forceps 1x2, 14.5 cm |  | 2
13-100-20 | Dissecting forceps 1x2, 20 cm |  | 2
13-208-16 | De Bakey forceps, 2.0 mm, straight, 16 cm |  | 2
13-208-20 | De Bakey forceps, 2.0 mm, straight, 20 cm |  | 2
13-208-24 | De Bakey forceps, 2.0 mm, straight, 24 cm |  | 2
13-208-30 | De Bakey forceps, 2.0 mm, straight, 30 cm |  | 2
15-061-12 | Halsted-Mosquito forceps, curved, 12.5 cm |  | 6
15-100-14 | Ochsner-Kocher forceps, straight, 14 cm |  | 6
15-100-24 | Ochsner-Kocher forceps, straight, 24 cm |  | 2
15-702-27 | Gross-Maier sponge forceps, straight, 27 cm |  | 2
15-339-20 | Mikulicz forceps, curved, 20.5 cm |  | 4
15-201-02 | Overholt-Geissendörfer forceps, curved, 21 cm |  | 1
15-201-01 | Overholt-Geissendörfer forceps, curved, 21 cm |  | 1
15-201-04 | Overholt-Geissendörfer forceps, curved, 21 cm |  | 1
15-251-03 | Rumel forceps Fig. 3, curved, 23 cm |  | 1
15-251-04 | Rumel forceps Fig. 4, curved, 23 cm |  | 1
15-232-30 | Zenker forceps, curved, 30 cm |  | 1
15-203-01 | Overholt-Geissendörfer forceps, curved, 27 cm |  | 1
15-647-25 | Satinsky atrauma clamp, curved, 25.0 cm |  | 1
15-647-20 | Satinsky-De Bakey clamp, curved, 20 cm |  | 1
15-587-31 | Atrauma clamp, C-Form, 31 cm |  | 1
15-631-24 | De Bakey atrauma clamp, curved, 24.5 cm |  | 1
15-585-27 | Potts atrauma clamp, curved, 27 cm |  | 1
15-591-25 | De Bakey atrauma clamp, S-shape, 27 cm |  | 1
15-732-25 | Atrauma Organ grasping forceps, straight, 25 cm |  | 1
15-768-25 | Allis atrauma forceps, straight, 25 cm |  | 1
18-012-15 | Crile-Wood TC-needle holder, 15 cm |  | 1
18-002-20 | Mayo-Hegar TC-needle holder, 20 cm |  | 1
18-004-18 | De Bakey TC-needle holder, 18 cm, | Mayo Hegar delicate | 1
18-004-26 | De Bakey TC-needle holder, 26 cm |  | 1
18-004-31 | De Bakey TC-needle holder, 31 cm |  | 1
18-042-27 | Masson TC-needle holder, 27 cm |  | 1
16-002-04 | Volkmann retractor, 4-prongs, semi-sharp, 22 cm |  | 2
30-207-00 | Finocchietto rip spreader, child, alu, | lateral blades 30 x 45 mm, spreading 140 mm | 1
30-264-16 | Bailey-Gibbon rip contractor, 18 cm, long claws | for adults | 1
30-301-32 | Allison lung spatula, 32 cm, 65 mm |  | 2
30-109-24 | Lebsche sternal chisel, 24 cm |  | 1
40-203-22 | Mallet, lead filled, Ø 20 mm, 140 g, 16.5 cm |  | 1
30-113-28 | Brunner rip scissors, right, 32 cm |  | 1
40-410-02 | Doyen periosteal elevator, adult, right, 17 cm |  | 1
40-410-01 | Doyen periosteal elevator, adult, left, 17 cm |  | 1
40-277-15 | Mini-Lambotte osteotome, 15 mm, 17 cm |  | 1
40-408-02 | Semb periosteal elevator, 12 mm, 22 cm |  | 1
40-408-04 | Semb periosteal elevator, 13 mm, 22 cm |  | 1
40-533-19 | Semb bone holding forceps, 8 mm, without ratchet, | 19 cm | 1
40-707-22 | Liston bone cutting forceps, angled, 22 cm |  | 1
40-665-22 | Luer-Stille bone rongeur, curved, 22 cm |  | 1
40-873-16 | TC wire cutting forceps, double, 16 cm, | hard Ø 1.7 mm / soft Ø 2.0 mm | 1
56-100-65 | Needle case, 62 x 13 mm, insert only |  | 1
51-103-08 | Round bowls, Ø 85 mm, H 50 mm, 0.175 l |  | 1
51-103-12 | Round bowls, Ø 150 mm, H 62 mm, 0.9 l |  | 1
51-100-25 | Kidney bowls, 250 x 140 x 40 mm |  | 1
10-709-12 | Redon guide needle, straight,lancet tip, 12 Charr. | with step formation | 1
10-709-14 | Redon guide needle, straight,lancet tip, 14 Charr. | with step formation | 1
10-709-16 | Redon guide needle, straight,lancet tip, 16 Charr. | with step formation | 1
55-110-62 | Container bottom, aluminium, 600 x 272 x 138 mm, | non perforated | 1
55-110-90 | Container lid, aluminium, silver, 585 x 285 mm, | perforated | 1
55-190-05 | Wire basket, 480 x 245 x 50 mm |  | 2
55-820-03 | Identification label, red |  | 1
57-000-58 | PANCREATECTOMY AND SPLENECTOMY SET
15-737-25 | Förster-Ballenger forceps, curved, 25 cm |  | 4
15-702-27 | Gross-Maier sponge forceps, straight, 27 cm |  | 3
15-766-14 | Allis tissue forceps, 4x5, straight, 15 cm |  | 2
15-801-13 | Backhaus towel forceps, 13 cm |  | 8
10-103-01 | Scalpel handle, standard No. 3 |  | 2
10-104-01 | Scalpel handle, standard No. 4 |  | 1
12-201-18 | TC Metzenbaum scissors, curved, 18 cm |  | 2
12-201-20 | TC Metzenbaum scissors, curved, 20 cm |  | 1
12-231-16 | TC Mayo-Lexer scissors, curved, 16 cm |  | 1
11-003-16 | Surgical scissors, Fig. 2, curved, 16 cm, | sharp/blunt | 1
13-000-13 | Standard dressing forceps, straight, 13 cm |  | 2
13-000-20 | Standard dressing forceps, straight, 20 cm |  | 4
13-100-14 | Dissecting forceps 1x2, 14.5 cm |  | 2
13-100-20 | Dissecting forceps 1x2, 20 cm |  | 4
13-210-16 | De Bakey forceps, 1.5 mm, straight, 16 cm |  | 2
13-164-18 | Potts-Smith dissecting forceps, straight, 18 cm |  | 1
15-060-12 | Halsted-Mosquito forceps, straight, 12.5 cm |  | 10
15-061-12 | Halsted-Mosquito forceps, curved, 12.5 cm |  | 10
15-100-20 | Ochsner-Kocher forceps, straight, 20 cm |  | 2
15-201-04 | Overholt-Geissendörfer forceps, curved, 21 cm |  | 1
15-201-07 | Overholt-Geissendörfer forceps, curved, 21 cm |  | 1
15-341-20 | Mikulicz forceps, curved, 20 cm |  | 4
16-001-04 | Volkmann retractor, 4-prongs, sharp, 22 cm |  | 2
16-001-06 | Volkmann retractor, 6-prongs, sharp, 22 cm |  | 2
16-014-08 | Koerte retractor, sharp, 8-prongs, 24 cm |  | 1
16-018-01 | Langenbeck retractor, 30x11 mm |  | 2
16-018-07 | Langenbeck retractor, 50x11 mm |  | 2
16-028-03 | Mikulicz retractor, 120 x 50 mm, 26 cm |  | 1
16-048-03 | Simon retractor, 115 x 22 mm, 28 cm |  | 1
16-050-01 | Roux retractor, Fig. 1, 14 cm |  | 1
16-072-03 | Abdominal spatula, malleable, 330 x 30 mm |  | 1
10-610-14 | Director, 14.5 cm |  | 1
10-604-14 | Probe with ear, 14.5 cm |  | 1
17-753-25 | Ligature conductor, 19.5 cm |  | 1
17-765-19 | König ligature conductor, 3 mm, 19.5 cm |  | 1
17-731-20 | Deschamps ligature needle, left, blunt, 20 cm |  | 1
17-733-20 | Deschamps ligature needle, right, blunt, 20 cm |  | 1
10-914-10 | Poole suction cannula, Ø 10 mm, 22 cm |  | 1
18-012-15 | Crile-Wood TC-needle holder, 15 cm |  | 1
18-002-18 | Mayo-Hegar TC-needle holder, 18 cm |  | 2
18-002-20 | Mayo-Hegar TC-needle holder, 20 cm |  | 1
51-103-08 | Round bowls, Ø 85 mm, H 50 mm, 0.175 l |  | 1
51-103-11 | Round bowls, Ø 100 mm, H 50 mm, 0.25 l |  | 1
56-112-02 | Needle case perforated, with compartments | 150 x 95 x 13 mm | 1
12-160-23 | TC Mayo scissors, straight, 23 cm |  | 1
12-161-23 | TC Mayo scissors, curved, 23 cm |  | 1
15-766-19 | Allis tissue forceps, 5x6, straight, 19 cm |  | 6
15-760-24 | Babcock tissue forceps, straight, 24 cm |  | 3
15-049-14 | Crile forceps, curved, 14 cm |  | 18
15-001-20 | Pean forceps, curved, 20 cm |  | 6
15-001-18 | Pean forceps, curved, 18 cm |  | 6
15-259-22 | Mixter forceps, curved, 22 cm |  | 3
33-126-23 | Doyen intestinal clamp, straight, 23.5 cm |  | 4
16-046-02 | Harrington retractor, 127 x 62 mm, 31 cm |  | 2
10-911-02 | Yankauer suction tube, 27 cm with central | bore Ø 2.0 mm | 1
18-002-26 | Mayo-Hegar TC-needle holder, 26 cm |  | 1
57-000-58 C | PANCREATECTOMY AND SPLENECTOMY SET, CONTAINER AND BASKET
15-737-25 | Förster-Ballenger forceps, curved, 25 cm |  | 4
15-702-27 | Gross-Maier sponge forceps, straight, 27 cm |  | 3
15-766-14 | Allis tissue forceps, 4x5, straight, 15 cm |  | 2
15-801-13 | Backhaus towel forceps, 13 cm |  | 8
10-103-01 | Scalpel handle, standard No. 3 |  | 2
10-104-01 | Scalpel handle, standard No. 4 |  | 1
12-201-18 | TC Metzenbaum scissors, curved, 18 cm |  | 2
12-201-20 | TC Metzenbaum scissors, curved, 20 cm |  | 1
12-231-16 | TC Mayo-Lexer scissors, curved, 16 cm |  | 1
11-003-16 | Surgical scissors, Fig. 2, curved, 16 cm, | sharp/blunt | 1
13-000-13 | Standard dressing forceps, straight, 13 cm |  | 2
13-000-20 | Standard dressing forceps, straight, 20 cm |  | 4
13-100-14 | Dissecting forceps 1x2, 14.5 cm |  | 2
13-100-20 | Dissecting forceps 1x2, 20 cm |  | 4
13-210-16 | De Bakey forceps, 1.5 mm, straight, 16 cm |  | 2
13-164-18 | Potts-Smith dissecting forceps, straight, 18 cm |  | 1
15-060-12 | Halsted-Mosquito forceps, straight, 12.5 cm |  | 10
15-061-12 | Halsted-Mosquito forceps, curved, 12.5 cm |  | 10
15-100-20 | Ochsner-Kocher forceps, straight, 20 cm |  | 2
15-201-04 | Overholt-Geissendörfer forceps, curved, 21 cm |  | 1
15-201-07 | Overholt-Geissendörfer forceps, curved, 21 cm |  | 1
15-341-20 | Mikulicz forceps, curved, 20 cm |  | 4
16-001-04 | Volkmann retractor, 4-prongs, sharp, 22 cm |  | 2
16-001-06 | Volkmann retractor, 6-prongs, sharp, 22 cm |  | 2
16-014-08 | Koerte retractor, sharp, 8-prongs, 24 cm |  | 1
16-018-01 | Langenbeck retractor, 30x11 mm |  | 2
16-018-07 | Langenbeck retractor, 50x11 mm |  | 2
16-028-03 | Mikulicz retractor, 120 x 50 mm, 26 cm |  | 1
16-048-03 | Simon retractor, 115 x 22 mm, 28 cm |  | 1
16-050-01 | Roux retractor, Fig. 1, 14 cm |  | 1
16-072-03 | Abdominal spatula, malleable, 330 x 30 mm |  | 1
10-610-14 | Director, 14.5 cm |  | 1
10-604-14 | Probe with ear, 14.5 cm |  | 1
17-753-25 | Ligature conductor, 19.5 cm |  | 1
17-765-19 | König ligature conductor, 3 mm, 19.5 cm |  | 1
17-731-20 | Deschamps ligature needle, left, blunt, 20 cm |  | 1
17-733-20 | Deschamps ligature needle, right, blunt, 20 cm |  | 1
10-914-10 | Poole suction cannula, Ø 10 mm, 22 cm |  | 1
18-012-15 | Crile-Wood TC-needle holder, 15 cm |  | 1
18-002-18 | Mayo-Hegar TC-needle holder, 18 cm |  | 2
18-002-20 | Mayo-Hegar TC-needle holder, 20 cm |  | 1
51-103-08 | Round bowls, Ø 85 mm, H 50 mm, 0.175 l |  | 1
51-103-11 | Round bowls, Ø 100 mm, H 50 mm, 0.25 l |  | 1
56-112-02 | Needle case perforated, with compartments | 150 x 95 x 13 mm | 1
12-160-23 | TC Mayo scissors, straight, 23 cm |  | 1
12-161-23 | TC Mayo scissors, curved, 23 cm |  | 1
15-766-19 | Allis tissue forceps, 5x6, straight, 19 cm |  | 6
15-760-24 | Babcock tissue forceps, straight, 24 cm |  | 3
15-049-14 | Crile forceps, curved, 14 cm |  | 18
15-001-20 | Pean forceps, curved, 20 cm |  | 6
15-001-18 | Pean forceps, curved, 18 cm |  | 6
15-259-22 | Mixter forceps, curved, 22 cm |  | 3
33-126-23 | Doyen intestinal clamp, straight, 23.5 cm |  | 4
16-046-02 | Harrington retractor, 127 x 62 mm, 31 cm |  | 2
10-911-02 | Yankauer suction tube, 27 cm with central | bore Ø 2.0 mm | 1
18-002-26 | Mayo-Hegar TC-needle holder, 26 cm |  | 1
55-110-62 | Container bottom, aluminium, 600 x 272 x 138 mm, | non perforated | 1
55-110-90 | Container lid, aluminium, silver, 585 x 285 mm, | perforated | 1
55-190-05 | Wire basket, 480 x 245 x 50 mm |  | 2
55-820-03 | Identification label, red |  | 1
57-000-59 | PANCREATECTOMY AND SPLENECTOMY SET WITH CV-CLAMPS
15-737-25 | Förster-Ballenger forceps, curved, 25 cm |  | 4
15-702-27 | Gross-Maier sponge forceps, straight, 27 cm |  | 3
15-766-14 | Allis tissue forceps, 4x5, straight, 15 cm |  | 2
15-801-13 | Backhaus towel forceps, 13 cm |  | 8
10-103-01 | Scalpel handle, standard No. 3 |  | 2
10-104-01 | Scalpel handle, standard No. 4 |  | 1
12-201-18 | TC Metzenbaum scissors, curved, 18 cm |  | 2
12-201-20 | TC Metzenbaum scissors, curved, 20 cm |  | 1
12-231-16 | TC Mayo-Lexer scissors, curved, 16 cm |  | 1
11-003-16 | Surgical scissors, Fig. 2, curved, 16 cm, | sharp/blunt | 1
13-000-13 | Standard dressing forceps, straight, 13 cm |  | 2
13-000-20 | Standard dressing forceps, straight, 20 cm |  | 4
13-100-14 | Dissecting forceps 1x2, 14.5 cm |  | 4
13-100-20 | Dissecting forceps 1x2, 20 cm |  | 2
13-210-16 | De Bakey forceps, 1.5 mm, straight, 16 cm |  | 2
13-164-18 | Potts-Smith dissecting forceps, straight, 18 cm |  | 1
15-060-12 | Halsted-Mosquito forceps, straight, 12.5 cm |  | 10
15-061-12 | Halsted-Mosquito forceps, curved, 12.5 cm |  | 10
15-100-20 | Ochsner-Kocher forceps, straight, 20 cm |  | 2
15-201-04 | Overholt-Geissendörfer forceps, curved, 21 cm |  | 1
15-201-07 | Overholt-Geissendörfer forceps, curved, 21 cm |  | 1
15-341-20 | Mikulicz forceps, curved, 20 cm |  | 4
16-001-04 | Volkmann retractor, 4-prongs, sharp, 22 cm |  | 2
16-001-06 | Volkmann retractor, 6-prongs, sharp, 22 cm |  | 2
16-014-08 | Koerte retractor, sharp, 8-prongs, 24 cm |  | 1
16-018-01 | Langenbeck retractor, 30x11 mm |  | 2
16-018-07 | Langenbeck retractor, 50x11 mm |  | 2
16-028-03 | Mikulicz retractor, 120 x 50 mm, 26 cm |  | 1
16-048-03 | Simon retractor, 115 x 22 mm, 28 cm |  | 1
16-050-01 | Roux retractor, Fig. 1, 14 cm |  | 1
16-072-03 | Abdominal spatula, malleable, 330 x 30 mm |  | 1
10-610-14 | Director, 14.5 cm |  | 1
10-604-14 | Probe with ear, 14.5 cm |  | 1
17-753-25 | Ligature conductor, 19.5 cm |  | 1
17-765-19 | König ligature conductor, 3 mm, 19.5 cm |  | 1
17-731-20 | Deschamps ligature needle, left, blunt, 20 cm |  | 1
17-733-20 | Deschamps ligature needle, right, blunt, 20 cm |  | 1
10-914-10 | Poole suction cannula, Ø 10 mm, 22 cm |  | 1
18-012-15 | Crile-Wood TC-needle holder, 15 cm |  | 1
18-002-18 | Mayo-Hegar TC-needle holder, 18 cm |  | 2
18-002-20 | Mayo-Hegar TC-needle holder, 20 cm |  | 1
51-103-08 | Round bowls, Ø 85 mm, H 50 mm, 0.175 l |  | 1
51-103-11 | Round bowls, Ø 100 mm, H 50 mm, 0.25 l |  | 1
56-112-02 | Needle case perforated, with compartments | 150 x 95 x 13 mm | 1
15-766-19 | Allis tissue forceps, 5x6, straight, 19 cm |  | 6
15-760-24 | Babcock tissue forceps, straight, 24 cm |  | 3
15-049-14 | Crile forceps, curved, 14 cm |  | 18
33-126-23 | Doyen intestinal clamp, straight, 23.5 cm |  | 4
16-046-02 | Harrington retractor, 127 x 62 mm, 31 cm |  | 2
11-167-22 | Mayo-Harrington, scissors, curved, 22 cm |  | 1
11-166-22 | Mayo-Harrington, scissors, straight, 22 cm |  | 1
17-002-24 | Mayo-Hegar needle holder, 24 cm |  | 1
15-259-22 | Mixter forceps, curved, 22 cm |  | 3
15-263-19 | Mixter forceps, curved, 19 cm |  | 6
15-001-20 | Pean forceps, curved, 20 cm |  | 6
15-335-21 | Wertheim-Cullen forceps, angled, 21 cm |  | 2
10-911-02 | Yankauer suction tube, 27 cm with central | bore Ø 2.0 mm | 1
15-313-23 | Moynihan forceps, curved, 23 cm |  | 4
16-128-14 | Desmarres vein retractor, 14 mm, 16 cm |  | 2
11-249-15 | Reynolds scissors, curved, 15 cm |  | 4
11-553-19 | Potts-Smith scissors 45°, angled, 19 cm |  | 4
11-636-18 | Yasargil micro scissors, straight, 18.5 cm |  | 6
11-440-11 | Iris scissors (M), straight, 11 cm |  | 6
15-580-18 | De Bakey-Pean atrauma clamp, straight, 18 cm |  | 2
15-580-20 | De Bakey-Pean atrauma clamp, straight, 20 cm |  | 2
15-584-23 | Potts atrauma clamp, straight, 23.5 cm |  | 2
15-494-08 | Bulldog clamp De Bakey, straight, 80 mm |  | 10
15-494-09 | Bulldog clamp De Bakey, straight, 90 mm |  | 10
15-494-10 | Bulldog clamp De Bakey, straight, 105 mm |  | 10
15-647-20 | Satinsky-De Bakey clamp, curved, 20 cm |  | 4
15-647-24 | Satinsky atrauma clamp, curved, 24 cm |  | 4
15-599-20 | De Bakey atrauma clamp, S-shape, 20 cm |  | 4
15-649-23 | Ochsner atrauma clamp, curved, 23.5 cm |  | 4
13-208-24 | De Bakey forceps, 2.0 mm, straight, 24 cm |  | 4
13-208-20 | De Bakey forceps, 2.0 mm, straight, 20 cm |  | 4
15-507-24 | Clip Applying forceps for Bulldog clamps, 24 cm |  | 4
33-113-00 | De Martel-Wolfson clamp closing forceps 26 cm |  | 1
33-112-02 | De Martel-Wolfson anastomosis clamp, 70 mm, | set of 3 clamps | 1
33-112-03 | De Martel-Wolfson anastomosis clamp, 100 mm, | set of 3 clamps | 1
57-000-59 C | PANCREATECTOMY AND SPLENECTOMY SET WITH CV-CLAMPS, CONTAINER AND BASKET
15-737-25 | Förster-Ballenger forceps, curved, 25 cm |  | 4
15-702-27 | Gross-Maier sponge forceps, straight, 27 cm |  | 3
15-766-14 | Allis tissue forceps, 4x5, straight, 15 cm |  | 2
15-801-13 | Backhaus towel forceps, 13 cm |  | 8
10-103-01 | Scalpel handle, standard No. 3 |  | 2
10-104-01 | Scalpel handle, standard No. 4 |  | 1
12-201-18 | TC Metzenbaum scissors, curved, 18 cm |  | 2
12-201-20 | TC Metzenbaum scissors, curved, 20 cm |  | 1
12-231-16 | TC Mayo-Lexer scissors, curved, 16 cm |  | 1
11-003-16 | Surgical scissors, Fig. 2, curved, 16 cm, | sharp/blunt | 1
13-000-13 | Standard dressing forceps, straight, 13 cm |  | 2
13-000-20 | Standard dressing forceps, straight, 20 cm |  | 4
13-100-14 | Dissecting forceps 1x2, 14.5 cm |  | 4
13-100-20 | Dissecting forceps 1x2, 20 cm |  | 2
13-210-16 | De Bakey forceps, 1.5 mm, straight, 16 cm |  | 2
13-164-18 | Potts-Smith dissecting forceps, straight, 18 cm |  | 1
15-060-12 | Halsted-Mosquito forceps, straight, 12.5 cm |  | 10
15-061-12 | Halsted-Mosquito forceps, curved, 12.5 cm |  | 10
15-100-20 | Ochsner-Kocher forceps, straight, 20 cm |  | 2
15-201-04 | Overholt-Geissendörfer forceps, curved, 21 cm |  | 1
15-201-07 | Overholt-Geissendörfer forceps, curved, 21 cm |  | 1
15-341-20 | Mikulicz forceps, curved, 20 cm |  | 4
16-001-04 | Volkmann retractor, 4-prongs, sharp, 22 cm |  | 2
16-001-06 | Volkmann retractor, 6-prongs, sharp, 22 cm |  | 2
16-014-08 | Koerte retractor, sharp, 8-prongs, 24 cm |  | 1
16-018-01 | Langenbeck retractor, 30x11 mm |  | 2
16-018-07 | Langenbeck retractor, 50x11 mm |  | 2
16-028-03 | Mikulicz retractor, 120 x 50 mm, 26 cm |  | 1
16-048-03 | Simon retractor, 115 x 22 mm, 28 cm |  | 1
16-050-01 | Roux retractor, Fig. 1, 14 cm |  | 1
16-072-03 | Abdominal spatula, malleable, 330 x 30 mm |  | 1
10-610-14 | Director, 14.5 cm |  | 1
10-604-14 | Probe with ear, 14.5 cm |  | 1
17-753-25 | Ligature conductor, 19.5 cm |  | 1
17-765-19 | König ligature conductor, 3 mm, 19.5 cm |  | 1
17-731-20 | Deschamps ligature needle, left, blunt, 20 cm |  | 1
17-733-20 | Deschamps ligature needle, right, blunt, 20 cm |  | 1
10-914-10 | Poole suction cannula, Ø 10 mm, 22 cm |  | 1
18-012-15 | Crile-Wood TC-needle holder, 15 cm |  | 1
18-002-18 | Mayo-Hegar TC-needle holder, 18 cm |  | 2
18-002-20 | Mayo-Hegar TC-needle holder, 20 cm |  | 1
51-103-08 | Round bowls, Ø 85 mm, H 50 mm, 0.175 l |  | 1
51-103-11 | Round bowls, Ø 100 mm, H 50 mm, 0.25 l |  | 1
56-112-02 | Needle case perforated, with compartments | 150 x 95 x 13 mm | 1
15-766-19 | Allis tissue forceps, 5x6, straight, 19 cm |  | 6
15-760-24 | Babcock tissue forceps, straight, 24 cm |  | 3
15-049-14 | Crile forceps, curved, 14 cm |  | 18
33-126-23 | Doyen intestinal clamp, straight, 23.5 cm |  | 4
16-046-02 | Harrington retractor, 127 x 62 mm, 31 cm |  | 2
11-167-22 | Mayo-Harrington, scissors, curved, 22 cm |  | 1
11-166-22 | Mayo-Harrington, scissors, straight, 22 cm |  | 1
17-002-24 | Mayo-Hegar needle holder, 24 cm |  | 1
15-259-22 | Mixter forceps, curved, 22 cm |  | 3
15-263-19 | Mixter forceps, curved, 19 cm |  | 6
15-001-20 | Pean forceps, curved, 20 cm |  | 6
15-335-21 | Wertheim-Cullen forceps, angled, 21 cm |  | 2
10-911-02 | Yankauer suction tube, 27 cm with central | bore Ø 2.0 mm | 1
15-313-23 | Moynihan forceps, curved, 23 cm |  | 4
16-128-14 | Desmarres vein retractor, 14 mm, 16 cm |  | 2
11-249-15 | Reynolds scissors, curved, 15 cm |  | 4
11-553-19 | Potts-Smith scissors 45°, angled, 19 cm |  | 4
11-636-18 | Yasargil micro scissors, straight, 18.5 cm |  | 6
11-440-11 | Iris scissors (M), straight, 11 cm |  | 6
15-580-18 | De Bakey-Pean atrauma clamp, straight, 18 cm |  | 2
15-580-20 | De Bakey-Pean atrauma clamp, straight, 20 cm |  | 2
15-584-23 | Potts atrauma clamp, straight, 23.5 cm |  | 2
15-494-08 | Bulldog clamp De Bakey, straight, 80 mm |  | 10
15-494-09 | Bulldog clamp De Bakey, straight, 90 mm |  | 10
15-494-10 | Bulldog clamp De Bakey, straight, 105 mm |  | 10
15-647-20 | Satinsky-De Bakey clamp, curved, 20 cm |  | 4
15-647-24 | Satinsky atrauma clamp, curved, 24 cm |  | 4
15-599-20 | De Bakey atrauma clamp, S-shape, 20 cm |  | 4
15-649-23 | Ochsner atrauma clamp, curved, 23.5 cm |  | 4
13-208-24 | De Bakey forceps, 2.0 mm, straight, 24 cm |  | 4
13-208-20 | De Bakey forceps, 2.0 mm, straight, 20 cm |  | 4
15-507-24 | Clip Applying forceps for Bulldog clamps, 24 cm |  | 4
33-113-00 | De Martel-Wolfson clamp closing forceps 26 cm |  | 1
33-112-02 | De Martel-Wolfson anastomosis clamp, 70 mm, | set of 3 clamps | 1
33-112-03 | De Martel-Wolfson anastomosis clamp, 100 mm, | set of 3 clamps | 1
55-110-62 | Container bottom, aluminium, 600 x 272 x 138 mm, | non perforated | 1
55-110-90 | Container lid, aluminium, silver, 585 x 285 mm, | perforated | 1
55-190-05 | Wire basket, 480 x 245 x 50 mm |  | 2
55-820-03 | Identification label, red |  | 1
57-000-60 | EXCISION OF SKIN GROWTH SET
15-736-20 | Förster-Ballenger forceps, straight, 20 cm |  | 3
15-801-13 | Backhaus towel forceps, 13 cm |  | 4
10-103-01 | Scalpel handle, standard No. 3 |  | 2
12-161-14 | TC Mayo scissors, curved, 14 cm |  | 1
13-100-14 | Dissecting forceps 1x2, 14.5 cm |  | 1
15-766-15 | Allis tissue forceps, 5x6, straight, 15 cm |  | 2
15-061-12 | Halsted-Mosquito forceps, curved, 12.5 cm |  | 2
15-001-16 | Pean forceps, curved, 16 cm |  | 2
10-604-14 | Probe with ear, 14.5 cm |  | 1
18-022-13 | Hegar-Baumgartner TC-needle holder, 13 cm |  | 1
57-000-60 | EXCISION OF SKIN GROWTH SET
15-736-20 | Förster-Ballenger forceps, straight, 20 cm |  | 3
15-801-13 | Backhaus towel forceps, 13 cm |  | 4
10-103-01 | Scalpel handle, standard No. 3 |  | 2
12-161-14 | TC Mayo scissors, curved, 14 cm |  | 1
13-100-14 | Dissecting forceps 1x2, 14.5 cm |  | 1
15-766-15 | Allis tissue forceps, 5x6, straight, 15 cm |  | 2
15-061-12 | Halsted-Mosquito forceps, curved, 12.5 cm |  | 2
15-001-16 | Pean forceps, curved, 16 cm |  | 2
10-604-14 | Probe with ear, 14.5 cm |  | 1
18-022-13 | Hegar-Baumgartner TC-needle holder, 13 cm |  | 1
57-000-60 C | EXCISION OF SKIN GROWTHS SET, CONTAINER AND BASKET
15-736-20 | Förster-Ballenger forceps, straight, 20 cm |  | 3
15-801-13 | Backhaus towel forceps, 13 cm |  | 4
10-103-01 | Scalpel handle, standard No. 3 |  | 2
12-161-14 | TC Mayo scissors, curved, 14 cm |  | 1
13-100-14 | Dissecting forceps 1x2, 14.5 cm |  | 1
15-766-15 | Allis tissue forceps, 5x6, straight, 15 cm |  | 2
15-061-12 | Halsted-Mosquito forceps, curved, 12.5 cm |  | 2
15-001-16 | Pean forceps, curved, 16 cm |  | 2
10-604-14 | Probe with ear, 14.5 cm |  | 1
18-022-13 | Hegar-Baumgartner TC-needle holder, 13 cm |  | 1
55-310-60 | Container bottom, aluminium, 310 x 272 x 96 mm, | non perforated | 1
55-310-90 | Container lid, aluminium, silver, 295 x 280 mm, | perforated | 1
55-390-05 | Wire basket, 246 x 246 x 50 mm |  | 1
55-820-03 | Identification label, red |  | 1
57-000-62 | FOREIGN BODY REMOVAL SET
15-736-20 | Förster-Ballenger forceps, straight, 20 cm |  | 6
15-801-13 | Backhaus towel forceps, 13 cm |  | 12
10-103-01 | Scalpel handle, standard No. 3 |  | 2
10-104-01 | Scalpel handle, standard No. 4 |  | 2
12-160-17 | TC Mayo scissors, straight, 17 cm |  | 1
12-161-17 | TC Mayo scissors, curved, 17 cm |  | 1
12-201-18 | TC Metzenbaum scissors, curved, 18 cm |  | 1
13-000-14 | Standard dressing forceps, straight, 14.5 cm |  | 2
13-100-14 | Dissecting forceps 1x2, 14.5 cm |  | 2
15-766-15 | Allis tissue forceps, 5x6, straight, 15 cm |  | 6
15-060-12 | Halsted-Mosquito forceps, straight, 12.5 cm |  | 6
15-061-12 | Halsted-Mosquito forceps, curved, 12.5 cm |  | 12
15-038-16 | Crile-Rankin forceps, straight, 16 cm |  | 6
15-001-16 | Pean forceps, curved, 16 cm |  | 6
16-003-04 | Volkmann retractor, 4-prongs, blunt, 22 cm |  | 2
16-058-00 | Parker Langenbeck retractor set, | Fig. 1 a. Fig. 2, 21 cm, (US army) | 1
16-054-00 | Parker retractor, set Fig.1&2, 17.5 cm |  | 1
40-423-03 | Langenbeck elevator, 8 mm, 19.5 cm |  | 1
40-401-02 | Langenbeck periosteal elevator, 16 mm, 19 cm |  | 1
40-465-04 | Bruns bone curette, Fig. 0, 17 cm |  | 1
40-465-05 | Bruns bone curette, Fig. 1, 17 cm |  | 2
18-002-16 | Mayo-Hegar TC-needle holder, 16 cm |  | 2
57-000-62 C | FOREIGN BODY REMOVAL SET, CONTAINER AND BASKET
15-736-20 | Förster-Ballenger forceps, straight, 20 cm |  | 6
15-801-13 | Backhaus towel forceps, 13 cm |  | 12
10-103-01 | Scalpel handle, standard No. 3 |  | 2
10-104-01 | Scalpel handle, standard No. 4 |  | 2
12-160-17 | TC Mayo scissors, straight, 17 cm |  | 1
12-161-17 | TC Mayo scissors, curved, 17 cm |  | 1
12-201-18 | TC Metzenbaum scissors, curved, 18 cm |  | 1
13-000-14 | Standard dressing forceps, straight, 14.5 cm |  | 2
13-100-14 | Dissecting forceps 1x2, 14.5 cm |  | 2
15-766-15 | Allis tissue forceps, 5x6, straight, 15 cm |  | 6
15-060-12 | Halsted-Mosquito forceps, straight, 12.5 cm |  | 6
15-061-12 | Halsted-Mosquito forceps, curved, 12.5 cm |  | 12
15-038-16 | Crile-Rankin forceps, straight, 16 cm |  | 6
15-001-16 | Pean forceps, curved, 16 cm |  | 6
16-003-04 | Volkmann retractor, 4-prongs, blunt, 22 cm |  | 2
16-058-00 | Parker Langenbeck retractor set, | Fig. 1 a. Fig. 2, 21 cm, (US army) | 1
16-054-00 | Parker retractor, set Fig.1&2, 17.5 cm |  | 1
40-423-03 | Langenbeck elevator, 8 mm, 19.5 cm |  | 1
40-401-02 | Langenbeck periosteal elevator, 16 mm, 19 cm |  | 1
40-465-04 | Bruns bone curette, Fig. 0, 17 cm |  | 1
40-465-05 | Bruns bone curette, Fig. 1, 17 cm |  | 2
18-002-16 | Mayo-Hegar TC-needle holder, 16 cm |  | 2
55-210-60 | Container bottom, aluminium, 475 x 272 x 96 mm, | non perforated | 1
55-210-90 | Container lid, aluminium, silver, 460 x 285 mm, | perforated | 1
55-290-05 | Wire basket, 405 x 245 x 50 mm |  | 1
55-820-03 | Identification label, red |  | 1
57-000-64 | POSTERIOR PROCTOLECTOMY SET
10-103-04 | Scalpel handle No. 3 L |  | 1
12-160-23 | TC Mayo scissors, straight, 23 cm |  | 1
12-161-23 | TC Mayo scissors, curved, 23 cm |  | 1
13-000-20 | Standard dressing forceps, straight, 20 cm |  | 1
13-100-20 | Dissecting forceps 1x2, 20 cm |  | 1
15-766-19 | Allis tissue forceps, 5x6, straight, 19 cm |  | 6
15-760-20 | Babcock tissue forceps, straight, 20 cm |  | 4
15-001-20 | Pean forceps, curved, 20 cm |  | 6
15-259-22 | Mixter forceps, curved, 22 cm |  | 6
33-126-23 | Doyen intestinal clamp, straight, 23.5 cm |  | 4
16-081-04 | Deaver retractor, Fig. 4, 25 mm, 30 cm |  | 2
16-081-08 | Deaver retractor, Fig. 8, 50 mm, 31 cm |  | 2
16-003-04 | Volkmann retractor, 4-prongs, blunt, 22 cm |  | 2
40-628-17 | Luer bone rongeur, straight, 17.5 cm |  | 1
57-000-64 C | POSTERIOR PROCTOLECTMY SET, CONTAINER AND BASKET
10-103-04 | Scalpel handle No. 3 L |  | 1
12-160-23 | TC Mayo scissors, straight, 23 cm |  | 1
12-161-23 | TC Mayo scissors, curved, 23 cm |  | 1
13-000-20 | Standard dressing forceps, straight, 20 cm |  | 1
13-100-20 | Dissecting forceps 1x2, 20 cm |  | 1
15-766-19 | Allis tissue forceps, 5x6, straight, 19 cm |  | 6
15-760-20 | Babcock tissue forceps, straight, 20 cm |  | 4
15-001-20 | Pean forceps, curved, 20 cm |  | 6
15-259-22 | Mixter forceps, curved, 22 cm |  | 6
33-126-23 | Doyen intestinal clamp, straight, 23.5 cm |  | 4
16-081-04 | Deaver retractor, Fig. 4, 25 mm, 30 cm |  | 2
16-081-08 | Deaver retractor, Fig. 8, 50 mm, 31 cm |  | 2
16-003-04 | Volkmann retractor, 4-prongs, blunt, 22 cm |  | 2
40-628-17 | Luer bone rongeur, straight, 17.5 cm |  | 1
55-310-60 | Container bottom, aluminium, 310 x 272 x 96 mm, | non perforated | 1
55-310-90 | Container lid, aluminium, silver, 295 x 280 mm, | perforated | 1
55-390-05 | Wire basket, 246 x 246 x 50 mm |  | 1
55-820-03 | Identification label, red |  | 1
57-000-66 | BOWEL RESECTION SET
15-703-27 | Gross-Maier sponge forceps, curved, 27 cm |  | 4
15-702-27 | Gross-Maier sponge forceps, straight, 27 cm |  | 2
15-766-15 | Allis tissue forceps, 5x6, straight, 15 cm |  | 2
15-801-11 | Backhaus towel forceps, 11 cm |  | 6
15-803-11 | Backhaus towel forceps, 11 cm, with holder | for tubing up to Ø 15 mm | 1
10-103-01 | Scalpel handle, standard No. 3 |  | 1
10-104-01 | Scalpel handle, standard No. 4 |  | 1
10-199-00 | Scalpel remover |  | 2
13-000-14 | Standard dressing forceps, straight, 14.5 cm |  | 3
13-000-18 | Standard dressing forceps, straight, 18 cm |  | 2
13-100-14 | Dissecting forceps 1x2, 14.5 cm |  | 3
13-100-18 | Dissecting forceps 1x2, 18 cm |  | 2
13-058-17 | Taylor, forceps, straight, 17 cm with scarper |  | 1
11-201-18 | Metzenbaum scissors, curved, Fig. 1, 18 cm |  | 2
11-201-20 | Metzenbaum scissors, curved, Fig. 1, 20 cm |  | 1
11-002-16 | Surgical scissors, Fig. 2, straight, 16 cm, | sharp/blunt | 1
12-731-17 W | TC Mayo ligature scissors, curved, 17 cm W |  | 1
11-441-11 | Iris scissors (M), curved, 11 cm |  | 1
11-011-12 | Surgical scissors curved, delicate, Fig.1, 12 cm | blunt/blunt | 1
15-160-12 | Halsted-Mosquito forceps, straight, 1x2, 12 cm |  | 4
15-161-12 | Halsted-Mosquito forceps, curved, 1x2, 12 cm |  | 4
15-061-12 | Halsted-Mosquito forceps, curved, 12.5 cm |  | 16
15-000-20 | Pean forceps, straight, 20 cm |  | 2
15-201-03 | Overholt-Geissendörfer forceps, curved, 21 cm |  | 2
15-343-20 | Mikulicz forceps, curved, 20 cm |  | 4
16-007-04 | Kocher retractor, 4-prongs, blunt, 22 cm |  | 2
16-007-02 | Kocher retractor, 2-prongs, blunt, 22 cm |  | 2
16-133-12 | Cushing vein hook, 12 mm, 20 cm |  | 2
16-050-01 | Roux retractor, Fig. 1, 14 cm |  | 1
16-018-15 | Langenbeck retractor, hollow handle, 40x11 mm |  | 2
18-002-18 | Mayo-Hegar TC-needle holder, 18 cm |  | 3
18-004-20 | De Bakey TC-needle holder, 20 cm, | Mayo Hegar delicate | 1
17-731-20 | Deschamps ligature needle, left, blunt, 20 cm |  | 1
17-767-19 | König ligature conductor, 5 mm, 19.5 cm |  | 1
10-613-14 | Doyen director, curved, 14 cm |  | 1
17-721-13 | Kronecker ligature needle, for right hand, 13 cm |  | 1
10-602-16 | Probe, Ø 2 mm, 16 cm |  | 1
10-705-08 G | Redon guide needle curved, 8 Charr. | with thread | 1
10-705-12 G | Redon guide needle curved, 12 Charr. | with thread | 1
15-703-20 | Gross-Maier sponge forceps, curved, 20 cm |  | 1
51-105-11 | Round bowls, Ø 116 mm, H 35 mm, 0.30 l |  | 2
56-112-02 | Needle case perforated, with compartments | 150 x 95 x 13 mm | 1
15-034-20 | Rochester-Carmalt forceps, straight, 20 cm |  | 6
15-744-16 | Williams tissue forceps, straight, 16 cm |  | 3
33-100-15 | Allen intestinal clamp, straight, 1x2, 15.5 cm |  | 2
33-146-25 | Mayo-Robson atrauma intestinal clamp, straight, | 25 cm | 2
33-110-23 | Doyen atrauma clamp, straight, 23.5 cm |  | 2
33-111-23 | Doyen atrauma clamp, curved, 23 cm |  | 2
33-196-15 | Stone-Watt clamp holding / closing forceps 15.5 cm |  | 2
33-196-10 | Stone-Watt intestinal clamp, 10 cm, | with locking ferrule | 2
33-167-18 | Payr intestinal & pylorus clamp with pin, 66 mm, | double action, 15 cm | 1
33-167-20 | Payr intestinal & pylorus clamp with pin, 68 mm, | double action, 20 cm | 2
33-167-27 | Payr intestinal & pylorus clamp with pin, 108 mm, | double action, 27.5 cm | 2
33-167-31 | Payr intestinal & pylorus clamp with pin, 146 mm, | double action, 31.5 cm | 2
13-204-20 | De Bakey forceps, 2.8 mm, straight, 20 cm |  | 2
57-000-66 C | BOWEL RESECTION SET, CONTAINER AND BASKET
15-703-27 | Gross-Maier sponge forceps, curved, 27 cm |  | 4
15-702-27 | Gross-Maier sponge forceps, straight, 27 cm |  | 2
15-766-15 | Allis tissue forceps, 5x6, straight, 15 cm |  | 2
15-801-11 | Backhaus towel forceps, 11 cm |  | 6
15-803-11 | Backhaus towel forceps, 11 cm, with holder | for tubing up to Ø 15 mm | 1
10-103-01 | Scalpel handle, standard No. 3 |  | 1
10-104-01 | Scalpel handle, standard No. 4 |  | 1
10-199-00 | Scalpel remover |  | 2
13-000-14 | Standard dressing forceps, straight, 14.5 cm |  | 3
13-000-18 | Standard dressing forceps, straight, 18 cm |  | 2
13-100-14 | Dissecting forceps 1x2, 14.5 cm |  | 3
13-100-18 | Dissecting forceps 1x2, 18 cm |  | 2
13-058-17 | Taylor, forceps, straight, 17 cm with scarper |  | 1
11-201-18 | Metzenbaum scissors, curved, Fig. 1, 18 cm |  | 2
11-201-20 | Metzenbaum scissors, curved, Fig. 1, 20 cm |  | 1
11-002-16 | Surgical scissors, Fig. 2, straight, 16 cm, | sharp/blunt | 1
12-731-17 W | TC Mayo ligature scissors, curved, 17 cm W |  | 1
11-441-11 | Iris scissors (M), curved, 11 cm |  | 1
11-011-12 | Surgical scissors curved, delicate, Fig.1, 12 cm | blunt/blunt | 1
15-160-12 | Halsted-Mosquito forceps, straight, 1x2, 12 cm |  | 4
15-161-12 | Halsted-Mosquito forceps, curved, 1x2, 12 cm |  | 4
15-061-12 | Halsted-Mosquito forceps, curved, 12.5 cm |  | 16
15-000-20 | Pean forceps, straight, 20 cm |  | 2
15-201-03 | Overholt-Geissendörfer forceps, curved, 21 cm |  | 2
15-343-20 | Mikulicz forceps, curved, 20 cm |  | 4
16-007-04 | Kocher retractor, 4-prongs, blunt, 22 cm |  | 2
16-007-02 | Kocher retractor, 2-prongs, blunt, 22 cm |  | 2
16-133-12 | Cushing vein hook, 12 mm, 20 cm |  | 2
16-050-01 | Roux retractor, Fig. 1, 14 cm |  | 1
16-018-15 | Langenbeck retractor, hollow handle, 40x11 mm |  | 2
18-002-18 | Mayo-Hegar TC-needle holder, 18 cm |  | 3
18-004-20 | De Bakey TC-needle holder, 20 cm, | Mayo Hegar delicate | 1
17-731-20 | Deschamps ligature needle, left, blunt, 20 cm |  | 1
17-767-19 | König ligature conductor, 5 mm, 19.5 cm |  | 1
10-613-14 | Doyen director, curved, 14 cm |  | 1
17-721-13 | Kronecker ligature needle, for right hand, 13 cm |  | 1
10-602-16 | Probe, Ø 2 mm, 16 cm |  | 1
10-705-08 G | Redon guide needle curved, 8 Charr. | with thread | 1
10-705-12 G | Redon guide needle curved, 12 Charr. | with thread | 1
15-703-20 | Gross-Maier sponge forceps, curved, 20 cm |  | 1
51-105-11 | Round bowls, Ø 116 mm, H 35 mm, 0.30 l |  | 2
56-112-02 | Needle case perforated, with compartments | 150 x 95 x 13 mm | 1
15-034-20 | Rochester-Carmalt forceps, straight, 20 cm |  | 6
15-744-16 | Williams tissue forceps, straight, 16 cm |  | 3
33-100-15 | Allen intestinal clamp, straight, 1x2, 15.5 cm |  | 2
33-146-25 | Mayo-Robson atrauma intestinal clamp, straight, | 25 cm | 2
33-110-23 | Doyen atrauma clamp, straight, 23.5 cm |  | 2
33-111-23 | Doyen atrauma clamp, curved, 23 cm |  | 2
33-196-15 | Stone-Watt clamp holding / closing forceps 15.5 cm |  | 2
33-196-10 | Stone-Watt intestinal clamp, 10 cm, | with locking ferrule | 2
33-167-18 | Payr intestinal & pylorus clamp with pin, 66 mm, | double action, 15 cm | 1
33-167-20 | Payr intestinal & pylorus clamp with pin, 68 mm, | double action, 20 cm | 2
33-167-27 | Payr intestinal & pylorus clamp with pin, 108 mm, | double action, 27.5 cm | 2
33-167-31 | Payr intestinal & pylorus clamp with pin, 146 mm, | double action, 31.5 cm | 2
13-204-20 | De Bakey forceps, 2.8 mm, straight, 20 cm |  | 2
55-110-62 | Container bottom, aluminium, 600 x 272 x 138 mm, | non perforated | 1
55-110-90 | Container lid, aluminium, silver, 585 x 285 mm, | perforated | 1
55-191-05 | Wire basket, 540 x 245 x 50 mm |  | 2
55-820-03 | Identification label, red |  | 1
57-000-68 | ABDOMINOPERINEAL RESECTION SET
15-703-27 | Gross-Maier sponge forceps, curved, 27 cm |  | 4
15-702-27 | Gross-Maier sponge forceps, straight, 27 cm |  | 2
15-766-15 | Allis tissue forceps, 5x6, straight, 15 cm |  | 2
15-801-11 | Backhaus towel forceps, 11 cm |  | 6
15-803-11 | Backhaus towel forceps, 11 cm, with holder | for tubing up to Ø 15 mm | 1
10-103-01 | Scalpel handle, standard No. 3 |  | 1
10-104-01 | Scalpel handle, standard No. 4 |  | 1
10-199-00 | Scalpel remover |  | 2
13-000-14 | Standard dressing forceps, straight, 14.5 cm |  | 3
13-000-18 | Standard dressing forceps, straight, 18 cm |  | 2
13-100-14 | Dissecting forceps 1x2, 14.5 cm |  | 3
13-100-18 | Dissecting forceps 1x2, 18 cm |  | 2
13-058-17 | Taylor, forceps, straight, 17 cm with scarper |  | 1
11-201-18 | Metzenbaum scissors, curved, Fig. 1, 18 cm |  | 4
11-201-20 | Metzenbaum scissors, curved, Fig. 1, 20 cm |  | 1
11-002-16 | Surgical scissors, Fig. 2, straight, 16 cm, | sharp/blunt | 1
12-731-17 W | TC Mayo ligature scissors, curved, 17 cm W |  | 1
11-441-11 | Iris scissors (M), curved, 11 cm |  | 1
11-011-12 | Surgical scissors curved, delicate, Fig.1, 12 cm | blunt/blunt | 1
15-160-12 | Halsted-Mosquito forceps, straight, 1x2, 12 cm |  | 4
15-161-12 | Halsted-Mosquito forceps, curved, 1x2, 12 cm |  | 4
15-061-12 | Halsted-Mosquito forceps, curved, 12.5 cm |  | 4
15-000-20 | Pean forceps, straight, 20 cm |  | 2
15-201-03 | Overholt-Geissendörfer forceps, curved, 21 cm |  | 2
15-343-20 | Mikulicz forceps, curved, 20 cm |  | 4
16-007-04 | Kocher retractor, 4-prongs, blunt, 22 cm |  | 2
16-007-02 | Kocher retractor, 2-prongs, blunt, 22 cm |  | 2
16-133-12 | Cushing vein hook, 12 mm, 20 cm |  | 2
16-050-01 | Roux retractor, Fig. 1, 14 cm |  | 1
16-018-15 | Langenbeck retractor, hollow handle, 40x11 mm |  | 2
18-002-18 | Mayo-Hegar TC-needle holder, 18 cm |  | 3
18-004-20 | De Bakey TC-needle holder, 20 cm, | Mayo Hegar delicate | 3
17-731-20 | Deschamps ligature needle, left, blunt, 20 cm |  | 1
17-767-19 | König ligature conductor, 5 mm, 19.5 cm |  | 1
10-613-14 | Doyen director, curved, 14 cm |  | 1
17-721-13 | Kronecker ligature needle, for right hand, 13 cm |  | 1
10-602-16 | Probe, Ø 2 mm, 16 cm |  | 1
10-705-08 G | Redon guide needle curved, 8 Charr. | with thread | 1
10-705-12 G | Redon guide needle curved, 12 Charr. | with thread | 1
15-703-20 | Gross-Maier sponge forceps, curved, 20 cm |  | 1
51-105-11 | Round bowls, Ø 116 mm, H 35 mm, 0.30 l |  | 2
56-112-02 | Needle case perforated, with compartments | 150 x 95 x 13 mm | 1
11-160-17 | Mayo surgical scissors, straight, 17 cm |  | 2
11-161-17 | Mayo surgical scissors, curved, 17 cm |  | 2
11-161-23 | Mayo surgical scissors, curved, 23 cm |  | 2
13-084-23 | Forceps, Mayo, russian type, 23 cm |  | 1
13-183-23 | Nelson lung dissecting forceps, 23 cm |  | 2
15-049-14 | Crile forceps, curved, 14 cm |  | 10
15-039-16 | Crile-Rankin forceps, curved, 16 cm |  | 6
15-001-20 | Pean forceps, curved, 20 cm |  | 2
15-100-20 | Ochsner-Kocher forceps, straight, 20 cm |  | 6
15-237-28 | Gemini forceps, curved, 28 cm |  | 3
15-801-13 | Backhaus towel forceps, 13 cm |  | 6
15-736-25 | Förster-Ballenger forceps, straight, 25 cm |  | 2
18-044-27 | Wangensteen needle holder, 27 cm |  | 1
16-017-04 | Israel retractor, 4-prong, 40x40 mm 25.5 cm |  | 1
16-017-06 | Israel retractor, 6-prong. 50x60 mm 25.5 cm |  | 1
16-003-04 | Volkmann retractor, 4-prongs, blunt, 22 cm |  | 2
15-766-14 | Allis tissue forceps, 4x5, straight, 15 cm |  | 12
15-029-19 | Schnidt forceps, slightly curved, 19 cm |  | 8
57-000-68 C | ABDOMINOPERINEAL RESECTION SET, CONTAINER AND BASKET
15-703-27 | Gross-Maier sponge forceps, curved, 27 cm |  | 4
15-702-27 | Gross-Maier sponge forceps, straight, 27 cm |  | 2
15-766-15 | Allis tissue forceps, 5x6, straight, 15 cm |  | 2
15-801-11 | Backhaus towel forceps, 11 cm |  | 6
15-803-11 | Backhaus towel forceps, 11 cm, with holder | for tubing up to Ø 15 mm | 1
10-103-01 | Scalpel handle, standard No. 3 |  | 1
10-104-01 | Scalpel handle, standard No. 4 |  | 1
10-199-00 | Scalpel remover |  | 2
13-000-14 | Standard dressing forceps, straight, 14.5 cm |  | 3
13-000-18 | Standard dressing forceps, straight, 18 cm |  | 2
13-100-14 | Dissecting forceps 1x2, 14.5 cm |  | 3
13-100-18 | Dissecting forceps 1x2, 18 cm |  | 2
13-058-17 | Taylor, forceps, straight, 17 cm with scarper |  | 1
11-201-18 | Metzenbaum scissors, curved, Fig. 1, 18 cm |  | 4
11-201-20 | Metzenbaum scissors, curved, Fig. 1, 20 cm |  | 1
11-002-16 | Surgical scissors, Fig. 2, straight, 16 cm, | sharp/blunt | 1
12-731-17 W | TC Mayo ligature scissors, curved, 17 cm W |  | 1
11-441-11 | Iris scissors (M), curved, 11 cm |  | 1
11-011-12 | Surgical scissors curved, delicate, Fig.1, 12 cm | blunt/blunt | 1
15-160-12 | Halsted-Mosquito forceps, straight, 1x2, 12 cm |  | 4
15-161-12 | Halsted-Mosquito forceps, curved, 1x2, 12 cm |  | 4
15-061-12 | Halsted-Mosquito forceps, curved, 12.5 cm |  | 4
15-000-20 | Pean forceps, straight, 20 cm |  | 2
15-201-03 | Overholt-Geissendörfer forceps, curved, 21 cm |  | 2
15-343-20 | Mikulicz forceps, curved, 20 cm |  | 4
16-007-04 | Kocher retractor, 4-prongs, blunt, 22 cm |  | 2
16-007-02 | Kocher retractor, 2-prongs, blunt, 22 cm |  | 2
16-133-12 | Cushing vein hook, 12 mm, 20 cm |  | 2
16-050-01 | Roux retractor, Fig. 1, 14 cm |  | 1
16-018-15 | Langenbeck retractor, hollow handle, 40x11 mm |  | 2
18-002-18 | Mayo-Hegar TC-needle holder, 18 cm |  | 3
18-004-20 | De Bakey TC-needle holder, 20 cm, | Mayo Hegar delicate | 3
17-731-20 | Deschamps ligature needle, left, blunt, 20 cm |  | 1
17-767-19 | König ligature conductor, 5 mm, 19.5 cm |  | 1
10-613-14 | Doyen director, curved, 14 cm |  | 1
17-721-13 | Kronecker ligature needle, for right hand, 13 cm |  | 1
10-602-16 | Probe, Ø 2 mm, 16 cm |  | 1
10-705-08 G | Redon guide needle curved, 8 Charr. | with thread | 1
10-705-12 G | Redon guide needle curved, 12 Charr. | with thread | 1
15-703-20 | Gross-Maier sponge forceps, curved, 20 cm |  | 1
51-105-11 | Round bowls, Ø 116 mm, H 35 mm, 0.30 l |  | 2
56-112-02 | Needle case perforated, with compartments | 150 x 95 x 13 mm | 1
11-160-17 | Mayo surgical scissors, straight, 17 cm |  | 2
11-161-17 | Mayo surgical scissors, curved, 17 cm |  | 2
11-161-23 | Mayo surgical scissors, curved, 23 cm |  | 2
13-084-23 | Forceps, Mayo, russian type, 23 cm |  | 1
13-183-23 | Nelson lung dissecting forceps, 23 cm |  | 2
15-049-14 | Crile forceps, curved, 14 cm |  | 10
15-039-16 | Crile-Rankin forceps, curved, 16 cm |  | 6
15-001-20 | Pean forceps, curved, 20 cm |  | 2
15-100-20 | Ochsner-Kocher forceps, straight, 20 cm |  | 6
15-237-28 | Gemini forceps, curved, 28 cm |  | 3
15-801-13 | Backhaus towel forceps, 13 cm |  | 6
15-736-25 | Förster-Ballenger forceps, straight, 25 cm |  | 2
18-044-27 | Wangensteen needle holder, 27 cm |  | 1
16-017-04 | Israel retractor, 4-prong, 40x40 mm 25.5 cm |  | 1
16-017-06 | Israel retractor, 6-prong. 50x60 mm 25.5 cm |  | 1
16-003-04 | Volkmann retractor, 4-prongs, blunt, 22 cm |  | 2
15-766-14 | Allis tissue forceps, 4x5, straight, 15 cm |  | 12
15-029-19 | Schnidt forceps, slightly curved, 19 cm |  | 8
55-110-62 | Container bottom, aluminium, 600 x 272 x 138 mm, | non perforated | 1
55-110-90 | Container lid, aluminium, silver, 585 x 285 mm, | perforated | 1
55-191-05 | Wire basket, 540 x 245 x 50 mm |  | 2
55-820-03 | Identification label, red |  | 1
57-000-70 | PILONIDAL CYST EXCISION SET
10-103-04 | Scalpel handle No. 3 L |  | 1
18-004-31 | De Bakey TC-needle holder, 31 cm |  | 2
12-201-30 | TC Metzenbaum scissors, curved, 30 cm |  | 1
15-232-30 | Zenker forceps, curved, 30 cm |  | 4
15-203-04 | Overholt-Geissendörfer forceps, curved, 27 cm |  | 2
16-043-01 | Kelly retractor, 190 x 38 mm, 27 cm |  | 1
16-043-02 | Kelly retractor, 190 x 57 mm, 27 cm |  | 1
13-204-30 | De Bakey forceps, 2.8 mm, straight, 30 cm |  | 2
15-768-30 | Allis atrauma forceps, straight, 30 cm |  | 2
33-194-26 | Resano atrauma rectal forceps, elastic, 26.5 cm |  | 1
17-731-20 | Deschamps ligature needle, left, blunt, 20 cm |  | 2
17-731-24 | Deschamps ligature needle, left, blunt, 24 cm |  | 2
17-743-30 | Brunner ligature needle, 30 cm |  | 1
17-747-30 | Brunner ligature conductor, 30 cm |  | 1
17-753-25 | Ligature conductor, 19.5 cm |  | 1
17-765-19 | König ligature conductor, 3 mm, 19.5 cm |  | 1
17-770-22 | Payr ligature conductor, straight, 5 mm, 22 cm |  | 1
17-771-22 | Payr ligature conductor, curved, 5 mm, 22 cm |  | 1
10-604-16 | Probe with ear, 16 cm |  | 2
16-003-04 | Volkmann retractor, 4-prongs, blunt, 22 cm |  | 1
40-468-07 | Spratt bone curette, Fig. 3, 17 cm |  | 1
57-000-72 | CATHERISATION SET
51-100-17 | Kidney bowls, 170 x 100 x 35 mm |  | 1
51-103-11 | Round bowls, Ø 100 mm, H 50 mm, 0.25 l |  | 1
15-736-25 | Förster-Ballenger forceps, straight, 25 cm |  | 1
51-143-25 | Instrument box, 250 x 120 x 60 mm with lid without | knob | 1
15-801-08 | Backhaus towel forceps, 8 cm |  | 4
57-000-72 C | CATHERISATION SET, CONTAINER AND BASKET
51-100-17 | Kidney bowls, 170 x 100 x 35 mm |  | 1
51-103-11 | Round bowls, Ø 100 mm, H 50 mm, 0.25 l |  | 1
15-736-25 | Förster-Ballenger forceps, straight, 25 cm |  | 1
51-143-25 | Instrument box, 250 x 120 x 60 mm with lid without | knob | 1
15-801-08 | Backhaus towel forceps, 8 cm |  | 4
55-510-61 | Container bottom, aluminium, 320 x 186 x 59 mm, | non perforated - for Special container | 1
55-510-90 | Container lid, aluminium, silver, 325 x 192 mm, | perforated - for Special container | 1
55-525-05 | Stainless steel tray 275 x 175 x 45mm, without lid |  | 1
55-820-03 | Identification label, red |  | 1
57-000-74 | VAGOTOMY SET
11-002-14 | Surgical scissors, Fig. 2, straight, 14 cm, | sharp/blunt | 1
11-170-17 | Mayo-Stille scissors, straight, 17 cm |  | 1
11-171-17 | Mayo-Stille scissors, curved, 17 cm |  | 1
11-201-18 | Metzenbaum scissors, curved, Fig. 1, 18 cm |  | 1
11-201-28 | Metzenbaum scissors, curved, Fig. 1, 28 cm |  | 1
11-721-12 | Universal wire scissors, curved,serrated 12 cm |  | 1
13-000-14 | Standard dressing forceps, straight, 14.5 cm |  | 2
13-000-20 | Standard dressing forceps, straight, 20 cm |  | 1
13-000-30 | Standard dressing forceps, straight, 30 cm |  | 2
13-100-14 | Dissecting forceps 1x2, 14.5 cm |  | 2
13-100-20 | Dissecting forceps 1x2, 20 cm |  | 1
15-505-70 | Bulldog clamp Johns-Hopkins, curved, 70 mm |  | 2
15-060-12 | Halsted-Mosquito forceps, straight, 12.5 cm |  | 12
15-061-12 | Halsted-Mosquito forceps, curved, 12.5 cm |  | 12
15-038-16 | Crile-Rankin forceps, straight, 16 cm |  | 6
15-039-16 | Crile-Rankin forceps, curved, 16 cm |  | 6
15-001-16 | Pean forceps, curved, 16 cm |  | 12
15-100-16 | Ochsner-Kocher forceps, straight, 16 cm |  | 6
15-361-19 | Lahey forceps, curved, 19 cm |  | 2
15-801-13 | Backhaus towel forceps, 13 cm |  | 12
15-736-25 | Förster-Ballenger forceps, straight, 25 cm |  | 6
17-731-20 | Deschamps ligature needle, left, blunt, 20 cm |  | 1
17-733-20 | Deschamps ligature needle, right, blunt, 20 cm |  | 1
17-000-15 | Hegar needle holder, heavy pattern, 15 cm |  | 1
17-000-18 | Hegar needle holder, heavy pattern, 17.5 cm |  | 1
10-103-01 | Scalpel handle, standard No. 3 |  | 1
10-104-01 | Scalpel handle, standard No. 4 |  | 1
10-103-06 | Scalpel handle No. 7 |  | 1
10-911-02 | Yankauer suction tube, 27 cm with central | bore Ø 2.0 mm | 1
10-604-13 | Probe with ear, 13 cm |  | 1
10-610-14 | Director, 14.5 cm |  | 1
16-133-10 | Cushing vein hook, 10 mm, 20 cm |  | 2
16-003-04 | Volkmann retractor, 4-prongs, blunt, 22 cm |  | 2
16-003-06 | Volkmann retractor, 6-prongs, blunt, 22 cm |  | 2
16-058-00 | Parker Langenbeck retractor set, | Fig. 1 a. Fig. 2, 21 cm, (US army) | 1
16-047-11 | Richardson retractor, 28x20 mm, 24 cm |  | 2
16-047-12 | Richardson retractor, 36x28 mm, 24 cm |  | 2
16-047-13 | Richardson retractor, 44x38 mm, 24 cm |  | 2
16-081-04 | Deaver retractor, Fig. 4, 25 mm, 30 cm |  | 1
16-081-08 | Deaver retractor, Fig. 8, 50 mm, 31 cm |  | 2
16-072-03 | Abdominal spatula, malleable, 330 x 30 mm |  | 1
16-072-04 | Abdominal spatula, malleable, 330 x 40 mm |  | 2
16-277-25 | Balfour abdominal retractor, 20 cm spreading | 250 mm, lateral blades 100 x 35 mm, central blade | 1
15-766-15 | Allis tissue forceps, 5x6, straight, 15 cm |  | 6
15-760-16 | Babcock tissue forceps, straight, 16 cm |  | 2
20-195-18 | Frazier hook, sharp, 18 cm |  | 2
20-187-21 | Smithwick root retractor, 21 cm |  | 1
57-000-74 C | VAGOTOMY SET, CONTAINER AND BASKET
11-002-14 | Surgical scissors, Fig. 2, straight, 14 cm, | sharp/blunt | 1
11-170-17 | Mayo-Stille scissors, straight, 17 cm |  | 1
11-171-17 | Mayo-Stille scissors, curved, 17 cm |  | 1
11-201-18 | Metzenbaum scissors, curved, Fig. 1, 18 cm |  | 1
11-201-28 | Metzenbaum scissors, curved, Fig. 1, 28 cm |  | 1
11-721-12 | Universal wire scissors, curved,serrated 12 cm |  | 1
13-000-14 | Standard dressing forceps, straight, 14.5 cm |  | 2
13-000-20 | Standard dressing forceps, straight, 20 cm |  | 1
13-000-30 | Standard dressing forceps, straight, 30 cm |  | 2
13-100-14 | Dissecting forceps 1x2, 14.5 cm |  | 2
13-100-20 | Dissecting forceps 1x2, 20 cm |  | 1
15-505-70 | Bulldog clamp Johns-Hopkins, curved, 70 mm |  | 2
15-060-12 | Halsted-Mosquito forceps, straight, 12.5 cm |  | 12
15-061-12 | Halsted-Mosquito forceps, curved, 12.5 cm |  | 12
15-038-16 | Crile-Rankin forceps, straight, 16 cm |  | 6
15-039-16 | Crile-Rankin forceps, curved, 16 cm |  | 6
15-001-16 | Pean forceps, curved, 16 cm |  | 12
15-100-16 | Ochsner-Kocher forceps, straight, 16 cm |  | 6
15-361-19 | Lahey forceps, curved, 19 cm |  | 2
15-801-13 | Backhaus towel forceps, 13 cm |  | 12
15-736-25 | Förster-Ballenger forceps, straight, 25 cm |  | 6
17-731-20 | Deschamps ligature needle, left, blunt, 20 cm |  | 1
17-733-20 | Deschamps ligature needle, right, blunt, 20 cm |  | 1
17-000-15 | Hegar needle holder, heavy pattern, 15 cm |  | 1
17-000-18 | Hegar needle holder, heavy pattern, 17.5 cm |  | 1
10-103-01 | Scalpel handle, standard No. 3 |  | 1
10-104-01 | Scalpel handle, standard No. 4 |  | 1
10-103-06 | Scalpel handle No. 7 |  | 1
10-911-02 | Yankauer suction tube, 27 cm with central | bore Ø 2.0 mm | 1
10-604-13 | Probe with ear, 13 cm |  | 1
10-610-14 | Director, 14.5 cm |  | 1
16-133-10 | Cushing vein hook, 10 mm, 20 cm |  | 2
16-003-04 | Volkmann retractor, 4-prongs, blunt, 22 cm |  | 2
16-003-06 | Volkmann retractor, 6-prongs, blunt, 22 cm |  | 2
16-058-00 | Parker Langenbeck retractor set, | Fig. 1 a. Fig. 2, 21 cm, (US army) | 1
16-047-11 | Richardson retractor, 28x20 mm, 24 cm |  | 2
16-047-12 | Richardson retractor, 36x28 mm, 24 cm |  | 2
16-047-13 | Richardson retractor, 44x38 mm, 24 cm |  | 2
16-081-04 | Deaver retractor, Fig. 4, 25 mm, 30 cm |  | 1
16-081-08 | Deaver retractor, Fig. 8, 50 mm, 31 cm |  | 2
16-072-03 | Abdominal spatula, malleable, 330 x 30 mm |  | 1
16-072-04 | Abdominal spatula, malleable, 330 x 40 mm |  | 2
16-277-25 | Balfour abdominal retractor, 20 cm spreading | 250 mm, lateral blades 100 x 35 mm, central blade | 1
15-766-15 | Allis tissue forceps, 5x6, straight, 15 cm |  | 6
15-760-16 | Babcock tissue forceps, straight, 16 cm |  | 2
20-195-18 | Frazier hook, sharp, 18 cm |  | 2
20-187-21 | Smithwick root retractor, 21 cm |  | 1
55-110-61 | Container bottom, aluminium, 600 x 272 x 116 mm, | non perforated | 1
55-110-90 | Container lid, aluminium, silver, 585 x 285 mm, | perforated | 1
55-190-05 | Wire basket, 480 x 245 x 50 mm |  | 2
55-820-03 | Identification label, red |  | 1
57-000-76 | BLOOD EXCHANGE SET
11-440-11 | Iris scissors (M), straight, 11 cm |  | 1
13-154-12 | Semken dissecting forceps, straight, 1x2, 12 cm |  | 1
15-060-12 | Halsted-Mosquito forceps, straight, 12.5 cm |  | 2
17-032-12 | Derf (Wright) needle holder, 12 cm |  | 1
10-103-01 | Scalpel handle, standard No. 3 |  | 1
10-610-14 | Director, 14.5 cm |  | 1
57-000-76 C | BLOOD EXCHANGE SET, CONTAINER AND BASKET
11-440-11 | Iris scissors (M), straight, 11 cm |  | 1
13-154-12 | Semken dissecting forceps, straight, 1x2, 12 cm |  | 1
15-060-12 | Halsted-Mosquito forceps, straight, 12.5 cm |  | 2
17-032-12 | Derf (Wright) needle holder, 12 cm |  | 1
10-103-01 | Scalpel handle, standard No. 3 |  | 1
10-610-14 | Director, 14.5 cm |  | 1
55-510-61 | Container bottom, aluminium, 320 x 186 x 59 mm, | non perforated - for Special container | 1
55-510-90 | Container lid, aluminium, silver, 325 x 192 mm, | perforated - for Special container | 1
55-525-05 | Stainless steel tray 275 x 175 x 45mm, without lid |  | 1
55-820-03 | Identification label, red |  | 1
57-000-78 | LACERATION SET
11-160-14 | Mayo surgical scissors, straight, 14 cm |  | 1
13-000-14 | Standard dressing forceps, straight, 14.5 cm |  | 1
13-100-14 | Dissecting forceps 1x2, 14.5 cm |  | 1
15-060-12 | Halsted-Mosquito forceps, straight, 12.5 cm |  | 2
15-061-12 | Halsted-Mosquito forceps, curved, 12.5 cm |  | 2
15-801-08 | Backhaus towel forceps, 8 cm |  | 1
15-736-18 | Förster-Ballenger forceps, straight, 18 cm |  | 1
17-014-15 | Crile-Wood needle holder, 15 cm |  | 1
57-000-78 C | LACERATION SET, CONTAINER AND BASKET
11-160-14 | Mayo surgical scissors, straight, 14 cm |  | 1
13-000-14 | Standard dressing forceps, straight, 14.5 cm |  | 1
13-100-14 | Dissecting forceps 1x2, 14.5 cm |  | 1
15-060-12 | Halsted-Mosquito forceps, straight, 12.5 cm |  | 2
15-061-12 | Halsted-Mosquito forceps, curved, 12.5 cm |  | 2
15-801-08 | Backhaus towel forceps, 8 cm |  | 1
15-736-18 | Förster-Ballenger forceps, straight, 18 cm |  | 1
17-014-15 | Crile-Wood needle holder, 15 cm |  | 1
55-510-61 | Container bottom, aluminium, 320 x 186 x 59 mm, | non perforated - for Special container | 1
55-510-90 | Container lid, aluminium, silver, 325 x 192 mm, | perforated - for Special container | 1
55-525-05 | Stainless steel tray 275 x 175 x 45mm, without lid |  | 1
55-820-03 | Identification label, red |  | 1
57-000-80 | BONE MARROW HARVEST SET
15-742-18 | Rampley forceps, straight, 18 cm |  | 4
15-801-13 | Backhaus towel forceps, 13 cm |  | 10
11-160-14 | Mayo surgical scissors, straight, 14 cm |  | 2
10-103-01 | Scalpel handle, standard No. 3 |  | 1
15-061-12 | Halsted-Mosquito forceps, curved, 12.5 cm |  | 5
13-152-15 | Gillies dissecting forceps, 1x2, 15 cm with pin |  | 1
13-000-18 | Standard dressing forceps, straight, 18 cm |  | 1
17-000-15 | Hegar needle holder, heavy pattern, 15 cm |  | 1
51-103-04 | Round bowls, Ø 40 mm, H 25 mm, 0.015 l |  | 2
51-100-17 | Kidney bowls, 170 x 100 x 35 mm |  | 2
51-100-13 | Round bowls, Ø 147 mm, H 65 mm, 0.70 l |  | 1
57-000-80 C | BONE MARROW HARVEST SET, CONTAINER AND BASKET
15-742-18 | Rampley forceps, straight, 18 cm |  | 4
15-801-13 | Backhaus towel forceps, 13 cm |  | 10
11-160-14 | Mayo surgical scissors, straight, 14 cm |  | 2
10-103-01 | Scalpel handle, standard No. 3 |  | 1
15-061-12 | Halsted-Mosquito forceps, curved, 12.5 cm |  | 5
13-152-15 | Gillies dissecting forceps, 1x2, 15 cm with pin |  | 1
13-000-18 | Standard dressing forceps, straight, 18 cm |  | 1
17-000-15 | Hegar needle holder, heavy pattern, 15 cm |  | 1
51-103-04 | Round bowls, Ø 40 mm, H 25 mm, 0.015 l |  | 2
51-100-17 | Kidney bowls, 170 x 100 x 35 mm |  | 2
51-100-13 | Round bowls, Ø 147 mm, H 65 mm, 0.70 l |  | 1
55-310-60 | Container bottom, aluminium, 310 x 272 x 96 mm, | non perforated | 1
55-310-90 | Container lid, aluminium, silver, 295 x 280 mm, | perforated | 1
55-390-05 | Wire basket, 246 x 246 x 50 mm |  | 1
55-820-03 | Identification label, red |  | 1
57-000-82 | POST MORTEM SET
11-004-14 | Surgical scissors, Fig. 3, straight, 14 cm, | sharp/sharp | 2
11-002-14 | Surgical scissors, Fig. 2, straight, 14 cm, | sharp/blunt | 2
13-000-13 | Standard dressing forceps, straight, 13 cm |  | 2
13-000-20 | Standard dressing forceps, straight, 20 cm |  | 2
13-100-18 | Dissecting forceps 1x2, 18 cm |  | 2
13-002-14 | Dressing forceps delicate, straight, 14 cm |  | 2
10-602-20 | Probe, Ø 2 mm, 20 cm |  | 2
10-602-14 | Probe, Ø 2 mm, 14.5 cm |  | 1
10-340-09 | Virchow autopsy knife, wooden handle, 9.5 cm |  | 1
10-320-16 | Liston amputation knife, cutting 16 cm |  | 1
10-320-19 | Liston amputation knife, cutting 19 cm |  | 1
10-360-16 | Virchow knife, cut 16.0 cm |  | 1
10-360-24 | Virchow knife, cut 24.0 cm |  | 1
11-228-11 | Metzenbaum baby scissors, straight, 11 cm |  | 2
11-150-21 | Bowel scissors, straight, 21 cm |  | 2
30-103-22 | Gluck rip scissors, 22 cm |  | 1
30-117-27 | Giertz Stille rip scissors, 27 cm |  | 1
40-706-14 | Liston bone cutting forceps, straight, 14 cm |  | 1
40-706-20 | Liston bone cutting forceps, straight, 20 cm |  | 1
40-706-22 | Liston bone cutting forceps, straight, 22 cm |  | 1
40-707-14 | Liston bone cutting forceps, angled, 14 cm |  | 1
40-707-19 | Liston bone cutting forceps, angled, 20 cm |  | 1
40-707-22 | Liston bone cutting forceps, angled, 22 cm |  | 1
40-126-00 | Satterlee amputations saw, 290 mm, blade = 200 mm |  | 1
40-128-00 | Langenbeck metacarpal saw, 235 mm, blade = 115 mm |  | 1
40-284-20 | Stille osteotome, 20 mm, 20 cm |  | 1
40-284-25 | Stille osteotome, 25 mm, 20 cm |  | 1
40-240-14 | Skull breaker, 14 cm |  | 1
40-231-48 | Mallet with plastic handle, Ø 30 mm, 380 g, 24 cm |  | 1
15-807-16 | Bernard towel forceps, 16 cm |  | 1
17-717-19 | Cooper ligature needle, 19 cm |  | 1
15-502-58 | Bulldog clamp Dieffenbach, straight, 58 mm |  | 1
15-503-58 | Bulldog clamp Dieffenbach, curved, 58 mm |  | 1
15-500-38 | Bulldog clamp Dieffenbach, straight, 38 mm |  | 1
15-501-38 | Bulldog clamp Dieffenbach, curved, 38 mm |  | 1
57-000-82 C | POST MORTEM SET, CONTAINER AND BASKET
11-004-14 | Surgical scissors, Fig. 3, straight, 14 cm, | sharp/sharp | 2
11-002-14 | Surgical scissors, Fig. 2, straight, 14 cm, | sharp/blunt | 2
13-000-13 | Standard dressing forceps, straight, 13 cm |  | 2
13-000-20 | Standard dressing forceps, straight, 20 cm |  | 2
13-100-18 | Dissecting forceps 1x2, 18 cm |  | 2
13-002-14 | Dressing forceps delicate, straight, 14 cm |  | 2
10-602-20 | Probe, Ø 2 mm, 20 cm |  | 2
10-602-14 | Probe, Ø 2 mm, 14.5 cm |  | 1
10-340-09 | Virchow autopsy knife, wooden handle, 9.5 cm |  | 1
10-320-16 | Liston amputation knife, cutting 16 cm |  | 1
10-320-19 | Liston amputation knife, cutting 19 cm |  | 1
10-360-16 | Virchow knife, cut 16.0 cm |  | 1
10-360-24 | Virchow knife, cut 24.0 cm |  | 1
11-228-11 | Metzenbaum baby scissors, straight, 11 cm |  | 2
11-150-21 | Bowel scissors, straight, 21 cm |  | 2
30-103-22 | Gluck rip scissors, 22 cm |  | 1
30-117-27 | Giertz Stille rip scissors, 27 cm |  | 1
40-706-14 | Liston bone cutting forceps, straight, 14 cm |  | 1
40-706-20 | Liston bone cutting forceps, straight, 20 cm |  | 1
40-706-22 | Liston bone cutting forceps, straight, 22 cm |  | 1
40-707-14 | Liston bone cutting forceps, angled, 14 cm |  | 1
40-707-19 | Liston bone cutting forceps, angled, 20 cm |  | 1
40-707-22 | Liston bone cutting forceps, angled, 22 cm |  | 1
40-126-00 | Satterlee amputations saw, 290 mm, blade = 200 mm |  | 1
40-128-00 | Langenbeck metacarpal saw, 235 mm, blade = 115 mm |  | 1
40-284-20 | Stille osteotome, 20 mm, 20 cm |  | 1
40-284-25 | Stille osteotome, 25 mm, 20 cm |  | 1
40-240-14 | Skull breaker, 14 cm |  | 1
40-231-48 | Mallet with plastic handle, Ø 30 mm, 380 g, 24 cm |  | 1
15-807-16 | Bernard towel forceps, 16 cm |  | 1
17-717-19 | Cooper ligature needle, 19 cm |  | 1
15-502-58 | Bulldog clamp Dieffenbach, straight, 58 mm |  | 1
15-503-58 | Bulldog clamp Dieffenbach, curved, 58 mm |  | 1
15-500-38 | Bulldog clamp Dieffenbach, straight, 38 mm |  | 1
15-501-38 | Bulldog clamp Dieffenbach, curved, 38 mm |  | 1
55-110-61 | Container bottom, aluminium, 600 x 272 x 116 mm, | non perforated | 1
55-110-90 | Container lid, aluminium, silver, 585 x 285 mm, | perforated | 1
55-190-05 | Wire basket, 480 x 245 x 50 mm |  | 1
55-820-03 | Identification label, red |  | 1
57-000-84 | INGROWN TOE NAIL SET
10-103-01 | Scalpel handle, standard No. 3 |  | 1
15-015-13 | Spencer-Wells forceps, curved, 13 cm |  | 3
15-052-14 | Kelly forceps, straight, 14 cm |  | 1
15-060-12 | Halsted-Mosquito forceps, straight, 12.5 cm |  | 1
11-200-14 | Metzenbaum scissors,straight, Fig. 1, 14 cm |  | 1
51-100-27 | Kidney bowls, 275 x 150 x 45 mm |  | 1
57-000-86 | INTUBATION SET ADULT
10-077-00 | Set Mc Intosh Fig. 1-4, with handle with case |  | 1
36-001-25 | Magill, catheter introducing forceps, 25 cm |  | 1
26-073-16 | Young tongue holding forceps, 16 cm |  | 1
57-000-88 | INTUBATION SET CHILDREN
10-055-01 | Miller laryngoscope (CL), Fig. 1, 80 mm |  | 1
10-055-00 | Miller laryngoscope (CL), Fig. 0, 55 mm |  | 1
10-065-00 | Cold light handle for laryngoscope, Ø 30 mm |  | 1
36-001-15 | Magill, catheter introducing forceps, 15 cm |  | 1
36-001-20 | Magill, catheter introducing forceps, 20 cm |  | 1
26-072-16 | Collin tongue holding forceps, 16 cm |  | 1
57-000-90 | BASIC MICRO LAB SET
11-685-15 | Micro scissors, curved, sharp, blade 9 mm, | Ø 8 mm, 15 cm | 1
13-616-45 | Jeweller forceps Fig. 5, 45°, 10.5 cm |  | 1
13-616-03 | Jeweller forceps Fig. 3, 12 cm |  | 1
17-910-12 | Michel clip forceps, 12 cm |  | 1
15-458-04 | Biemer-Müller approximator, short, 6 mm |  | 1
15-450-06 | Biemer vessel clip, straight, 6 mm |  | 2
17-669-15 D | Reill micro needle holder, with catch, curved, | delicate jaw, 0.3 mm, Ø 8 mm, jaw diamond | 1
56-100-65 | Needle case, 62 x 13 mm, insert only |  | 1
57-000-90 C | BASIC MICRO LAB SET, CONTAINER AND BASKET
11-685-15 | Micro scissors, curved, sharp, blade 9 mm, | Ø 8 mm, 15 cm | 1
13-616-45 | Jeweller forceps Fig. 5, 45°, 10.5 cm |  | 1
13-616-03 | Jeweller forceps Fig. 3, 12 cm |  | 1
17-910-12 | Michel clip forceps, 12 cm |  | 1
15-458-04 | Biemer-Müller approximator, short, 6 mm |  | 1
15-450-06 | Biemer vessel clip, straight, 6 mm |  | 2
17-669-15 D | Reill micro needle holder, with catch, curved, | delicate jaw, 0.3 mm, Ø 8 mm, jaw diamond | 1
56-100-65 | Needle case, 62 x 13 mm, insert only |  | 1
55-510-61 | Container bottom, aluminium, 320 x 186 x 59 mm, | non perforated - for Special container | 1
55-510-90 | Container lid, aluminium, silver, 325 x 192 mm, | perforated - for Special container | 1
55-525-05 | Stainless steel tray 275 x 175 x 45mm, without lid |  | 1
55-820-03 | Identification label, red |  | 1

## Gynaecology
ITEM CODE | DESCRIPTION | DESCRIPTION 2 | QTY
57-005-00 | ABDOMINAL HYSTERECTOMY SET
10-103-01 | Scalpel handle, standard No. 3 |  | 2
10-104-01 | Scalpel handle, standard No. 4 |  | 1
10-103-04 | Scalpel handle No. 3 L |  | 1
15-702-27 | Gross-Maier sponge forceps, straight, 27 cm |  | 3
15-703-27 | Gross-Maier sponge forceps, curved, 27 cm |  | 4
15-825-13 | Tohoku towel forceps, 13 cm |  | 8
15-100-24 | Ochsner-Kocher forceps, straight, 24 cm |  | 2
11-003-17 | Surgical scissors, Fig. 2, curved, 17 cm, | sharp/blunt | 1
12-121-23 | TC Sims scissors Fig. 1, curved, 23 cm |  | 1
12-201-23 | TC Metzenbaum scissors, curved, 23 cm |  | 1
12-211-20 | TC Metzenbaum scissors, delicate, curved, 20 cm |  | 1
12-169-23 | TC Parametrium scissors, haevy curved, 23 cm |  | 1
12-167-22 | TC Parametrium scissors, slightly curved, 22 cm |  | 1
13-002-20 | Dressing forceps delicate, straight, 20 cm |  | 2
13-002-25 | Dressing forceps delicate, straight, 25 cm |  | 1
13-064-21 | Potts-Smith forceps, straight, 21 cm |  | 2
13-124-20 | Standard dissecting forceps, 2x3, 20 cm |  | 2
13-100-20 | Dissecting forceps 1x2, 20 cm |  | 2
15-734-17 | Collin tissue forceps, straight, 17 cm |  | 1
15-725-32 | Kelly Uteine polypus forceps, curved, 32 cm |  | 1
35-224-28 | Pratt tenaculum forceps, straight, 26 cm |  | 1
15-148-13 | Baby Crile forceps, straight, 14 cm |  | 10
15-149-13 | Baby Crile forceps, curved, 14 cm |  | 10
15-100-26 | Ochsner-Kocher forceps, straight, 26 cm |  | 2
15-201-02 | Overholt-Geissendörfer forceps, curved, 21 cm |  | 1
15-203-03 | Overholt-Geissendörfer forceps, curved, 27 cm |  | 1
15-237-25 | Gemini forceps, curved, 25 cm |  | 2
15-329-25 | Rogers parametrium forceps, curved, 25 cm |  | 2
15-329-24 | Rogers parametrium forceps, curved, 24 cm |  | 2
15-341-20 | Mikulicz forceps, curved, 20 cm |  | 4
15-000-26 | Pean forceps, straight, 26 cm |  | 4
35-204-25 | Schröder uterine tenaculum forceps, 25 cm |  | 2
15-766-19 | Allis tissue forceps, 5x6, straight, 19 cm |  | 2
16-005-06 | Kocher retractor, 6-prongs, sharp, 22 cm |  | 2
16-039-04 | Fritsch retractor, 48 x 75 mm, 25.5 cm |  | 2
16-028-03 | Mikulicz retractor, 120 x 50 mm, 26 cm |  | 1
16-028-04 | Mikulicz retractor, 155 x 50 mm, 26 cm |  | 1
16-283-00 | Kirschner abdominal retractor, complete with | frame 240 x 240 mm and 2 pairs of blades | 1
16-072-04 | Abdominal spatula, malleable, 330 x 40 mm |  | 1
10-914-10 | Poole suction cannula, Ø 10 mm, 22 cm |  | 1
18-002-20 | Mayo-Hegar TC-needle holder, 20 cm |  | 2
18-002-24 | Mayo-Hegar TC-needle holder, 24 cm |  | 1
18-012-15 | Crile-Wood TC-needle holder, 15 cm |  | 1
51-103-12 | Round bowls, Ø 150 mm, H 62 mm, 0.9 l |  | 1
51-103-14 | Round bowls, Ø 147 mm, H 65 mm, 0.70 l |  | 1
57-005-00 C | ABDOMINAL HYSTERECTOMY SET, CONTAINER AND BASKET
10-103-01 | Scalpel handle, standard No. 3 |  | 2
10-104-01 | Scalpel handle, standard No. 4 |  | 1
10-103-04 | Scalpel handle No. 3 L |  | 1
15-702-27 | Gross-Maier sponge forceps, straight, 27 cm |  | 3
15-703-27 | Gross-Maier sponge forceps, curved, 27 cm |  | 4
15-825-13 | Tohoku towel forceps, 13 cm |  | 8
15-100-24 | Ochsner-Kocher forceps, straight, 24 cm |  | 2
11-003-17 | Surgical scissors, Fig. 2, curved, 17 cm, | sharp/blunt | 1
12-121-23 | TC Sims scissors Fig. 1, curved, 23 cm |  | 1
12-201-23 | TC Metzenbaum scissors, curved, 23 cm |  | 1
12-211-20 | TC Metzenbaum scissors, delicate, curved, 20 cm |  | 1
12-169-23 | TC Parametrium scissors, haevy curved, 23 cm |  | 1
12-167-22 | TC Parametrium scissors, slightly curved, 22 cm |  | 1
13-002-20 | Dressing forceps delicate, straight, 20 cm |  | 2
13-002-25 | Dressing forceps delicate, straight, 25 cm |  | 1
13-064-21 | Potts-Smith forceps, straight, 21 cm |  | 2
13-124-20 | Standard dissecting forceps, 2x3, 20 cm |  | 2
13-100-20 | Dissecting forceps 1x2, 20 cm |  | 2
15-734-17 | Collin tissue forceps, straight, 17 cm |  | 1
15-725-32 | Kelly Uteine polypus forceps, curved, 32 cm |  | 1
35-224-28 | Pratt tenaculum forceps, straight, 26 cm |  | 1
15-148-13 | Baby Crile forceps, straight, 14 cm |  | 10
15-149-13 | Baby Crile forceps, curved, 14 cm |  | 10
15-100-26 | Ochsner-Kocher forceps, straight, 26 cm |  | 2
15-201-02 | Overholt-Geissendörfer forceps, curved, 21 cm |  | 1
15-203-03 | Overholt-Geissendörfer forceps, curved, 27 cm |  | 1
15-237-25 | Gemini forceps, curved, 25 cm |  | 2
15-329-25 | Rogers parametrium forceps, curved, 25 cm |  | 2
15-329-24 | Rogers parametrium forceps, curved, 24 cm |  | 2
15-341-20 | Mikulicz forceps, curved, 20 cm |  | 4
15-000-26 | Pean forceps, straight, 26 cm |  | 4
35-204-25 | Schröder uterine tenaculum forceps, 25 cm |  | 2
15-766-19 | Allis tissue forceps, 5x6, straight, 19 cm |  | 2
16-005-06 | Kocher retractor, 6-prongs, sharp, 22 cm |  | 2
16-039-04 | Fritsch retractor, 48 x 75 mm, 25.5 cm |  | 2
16-028-03 | Mikulicz retractor, 120 x 50 mm, 26 cm |  | 1
16-028-04 | Mikulicz retractor, 155 x 50 mm, 26 cm |  | 1
16-283-00 | Kirschner abdominal retractor, complete with | frame 240 x 240 mm and 2 pairs of blades | 1
16-072-04 | Abdominal spatula, malleable, 330 x 40 mm |  | 1
10-914-10 | Poole suction cannula, Ø 10 mm, 22 cm |  | 1
18-002-20 | Mayo-Hegar TC-needle holder, 20 cm |  | 2
18-002-24 | Mayo-Hegar TC-needle holder, 24 cm |  | 1
18-012-15 | Crile-Wood TC-needle holder, 15 cm |  | 1
51-103-12 | Round bowls, Ø 150 mm, H 62 mm, 0.9 l |  | 1
51-103-14 | Round bowls, Ø 147 mm, H 65 mm, 0.70 l |  | 1
55-110-62 | Container bottom, aluminium, 600 x 272 x 138 mm, | non perforated | 1
55-110-90 | Container lid, aluminium, silver, 585 x 285 mm, | perforated | 1
55-190-05 | Wire basket, 480 x 245 x 50 mm |  | 2
55-820-03 | Identification label, red |  | 1
57-005-02 | VAGINAL HYSTERECTOMY SET
10-103-01 | Scalpel handle, standard No. 3 |  | 1
10-103-06 | Scalpel handle No. 7 |  | 1
15-702-27 | Gross-Maier sponge forceps, straight, 27 cm |  | 6
15-163-10 | Micro-Mosquito forceps, curved, 1x2, 10 cm |  | 6
15-100-24 | Ochsner-Kocher forceps, straight, 24 cm |  | 4
12-211-18 | TC Metzenbaum scissors, delicate, curved, 18 cm |  | 1
12-211-20 | TC Metzenbaum scissors, delicate, curved, 20 cm |  | 1
12-211-25 | TC Metzenbaum scissors, delicate, curved, 25 cm |  | 1
11-003-17 | Surgical scissors, Fig. 2, curved, 17 cm, | sharp/blunt | 1
12-169-23 | TC Parametrium scissors, haevy curved, 23 cm |  | 1
12-167-22 | TC Parametrium scissors, slightly curved, 22 cm |  | 1
13-002-20 | Dressing forceps delicate, straight, 20 cm |  | 2
13-064-21 | Potts-Smith forceps, straight, 21 cm |  | 1
13-100-20 | Dissecting forceps 1x2, 20 cm |  | 2
13-124-20 | Standard dissecting forceps, 2x3, 20 cm |  | 2
15-049-13 | Baby Crile forceps, curved, 14 cm |  | 8
15-148-13 | Baby Crile forceps, straight, 14 cm |  | 8
15-203-02 | Overholt-Geissendörfer forceps, curved, 27 cm |  | 2
15-329-25 | Rogers parametrium forceps, curved, 25 cm |  | 2
15-329-24 | Rogers parametrium forceps, curved, 24 cm |  | 2
15-343-20 | Mikulicz forceps, curved, 20 cm |  | 2
16-048-02 | Martin retractor, 105 x 27 mm, 25 cm |  | 2
16-048-03 | Simon retractor, 115 x 22 mm, 28 cm |  | 2
35-084-01 | Doyen specula, slightly concave, 55 x 60 mm |  | 1
35-030-02 | Kristeller specula, set, Fig. 2, 80x30mm / 85x26mm |  | 1
35-083-03 | Doyen specula, slightly concave, 115 x 45 mm |  | 1
35-082-02 | Doyen specula, slightly concave, 85 x 35 mm |  | 1
35-083-02 | Doyen specula, slightly concave, 85 x 45 mm |  | 1
35-084-02 | Doyen specula, slightly concave, 85 x 60 mm |  | 1
35-091-00 | Scherback vaginal specula set, complete with | handle, weight 400 g and 5 valves 35-092-01 - | 1
35-088-20 | Breisky specula "Vienna", 130 x 20 mm, 32 cm |  | 2
35-088-30 | Breisky specula "Vienna", 130 x 30 mm, 32 cm |  | 2
35-204-25 | Schröder uterine tenaculum forceps, 25 cm |  | 2
35-220-06 | Museux tenaculum forceps, 6 mm, straight, 24 cm |  | 4
16-131-02 | Simon fistula hook, 1-prong, curved, 22 cm |  | 2
18-041-20 | Bozemann TC-needle holder, 20 cm |  | 1
18-041-24 | Bozemann TC-needle holder, 24 cm |  | 1
51-103-08 | Round bowls, Ø 85 mm, H 50 mm, 0.175 l |  | 1
51-103-12 | Round bowls, Ø 150 mm, H 62 mm, 0.9 l |  | 1
57-005-02 C | VAGINAL HYSTERECTOMY SET, CONTAINER AND BASKET
10-103-01 | Scalpel handle, standard No. 3 |  | 1
10-103-06 | Scalpel handle No. 7 |  | 1
15-702-27 | Gross-Maier sponge forceps, straight, 27 cm |  | 6
15-163-10 | Micro-Mosquito forceps, curved, 1x2, 10 cm |  | 6
15-100-24 | Ochsner-Kocher forceps, straight, 24 cm |  | 4
12-211-18 | TC Metzenbaum scissors, delicate, curved, 18 cm |  | 1
12-211-20 | TC Metzenbaum scissors, delicate, curved, 20 cm |  | 1
12-211-25 | TC Metzenbaum scissors, delicate, curved, 25 cm |  | 1
11-003-17 | Surgical scissors, Fig. 2, curved, 17 cm, | sharp/blunt | 1
12-169-23 | TC Parametrium scissors, haevy curved, 23 cm |  | 1
12-167-22 | TC Parametrium scissors, slightly curved, 22 cm |  | 1
13-002-20 | Dressing forceps delicate, straight, 20 cm |  | 2
13-064-21 | Potts-Smith forceps, straight, 21 cm |  | 1
13-100-20 | Dissecting forceps 1x2, 20 cm |  | 2
13-124-20 | Standard dissecting forceps, 2x3, 20 cm |  | 2
15-049-13 | Baby Crile forceps, curved, 14 cm |  | 8
15-148-13 | Baby Crile forceps, straight, 14 cm |  | 8
15-203-02 | Overholt-Geissendörfer forceps, curved, 27 cm |  | 2
15-329-25 | Rogers parametrium forceps, curved, 25 cm |  | 2
15-329-24 | Rogers parametrium forceps, curved, 24 cm |  | 2
15-343-20 | Mikulicz forceps, curved, 20 cm |  | 2
16-048-02 | Martin retractor, 105 x 27 mm, 25 cm |  | 2
16-048-03 | Simon retractor, 115 x 22 mm, 28 cm |  | 2
35-084-01 | Doyen specula, slightly concave, 55 x 60 mm |  | 1
35-030-02 | Kristeller specula, set, Fig. 2, 80x30mm / 85x26mm |  | 1
35-083-03 | Doyen specula, slightly concave, 115 x 45 mm |  | 1
35-082-02 | Doyen specula, slightly concave, 85 x 35 mm |  | 1
35-083-02 | Doyen specula, slightly concave, 85 x 45 mm |  | 1
35-084-02 | Doyen specula, slightly concave, 85 x 60 mm |  | 1
35-091-00 | Scherback vaginal specula set, complete with | handle, weight 400 g and 5 valves 35-092-01 - | 1
35-088-20 | Breisky specula "Vienna", 130 x 20 mm, 32 cm |  | 2
35-088-30 | Breisky specula "Vienna", 130 x 30 mm, 32 cm |  | 2
35-204-25 | Schröder uterine tenaculum forceps, 25 cm |  | 2
35-220-06 | Museux tenaculum forceps, 6 mm, straight, 24 cm |  | 4
16-131-02 | Simon fistula hook, 1-prong, curved, 22 cm |  | 2
18-041-20 | Bozemann TC-needle holder, 20 cm |  | 1
18-041-24 | Bozemann TC-needle holder, 24 cm |  | 1
51-103-08 | Round bowls, Ø 85 mm, H 50 mm, 0.175 l |  | 1
51-103-12 | Round bowls, Ø 150 mm, H 62 mm, 0.9 l |  | 1
55-110-62 | Container bottom, aluminium, 600 x 272 x 138 mm, | non perforated | 1
55-110-90 | Container lid, aluminium, silver, 585 x 285 mm, | perforated | 1
55-190-05 | Wire basket, 480 x 245 x 50 mm |  | 2
55-820-03 | Identification label, red |  | 1
57-005-04 | TUBAR LIGATION SET (POSTNATAL)
10-103-01 | Scalpel handle, standard No. 3 |  | 2
15-702-27 | Gross-Maier sponge forceps, straight, 27 cm |  | 3
15-825-10 | Tohoku towel forceps, 10 cm |  | 4
12-211-14 | TC Metzenbaum scissors, delicate, curved, 14 cm |  | 1
12-201-18 | TC Metzenbaum scissors, curved, 18 cm |  | 1
11-003-16 | Surgical scissors, Fig. 2, curved, 16 cm, | sharp/blunt | 1
13-000-14 | Standard dressing forceps, straight, 14.5 cm |  | 2
13-100-14 | Dissecting forceps 1x2, 14.5 cm |  | 2
13-000-20 | Standard dressing forceps, straight, 20 cm |  | 1
15-160-12 | Halsted-Mosquito forceps, straight, 1x2, 12 cm |  | 4
15-061-12 | Halsted-Mosquito forceps, curved, 12.5 cm |  | 4
15-001-16 | Pean forceps, curved, 16 cm |  | 1
15-000-22 | Pean forceps, straight, 22 cm |  | 1
15-343-18 | Mikulicz forceps, curved, 18 cm |  | 4
16-001-02 | Volkmann retractor, 2-prongs, sharp, 22 cm |  | 2
16-025-02 | Kocher Langenbeck retractor, 35 x 8 mm 21.5 cm |  | 2
16-050-01 | Roux retractor, Fig. 1, 14 cm |  | 1
16-058-00 | Parker Langenbeck retractor set, | Fig. 1 a. Fig. 2, 21 cm, (US army) | 1
18-002-16 | Mayo-Hegar TC-needle holder, 16 cm |  | 1
18-002-18 | Mayo-Hegar TC-needle holder, 18 cm |  | 1
17-727-20 | Ligature needle, left, blunt, 20 cm |  | 1
17-765-19 | König ligature conductor, 3 mm, 19.5 cm |  | 1
51-103-08 | Round bowls, Ø 85 mm, H 50 mm, 0.175 l |  | 1
57-005-04 C | TUBAR LIGATION SET (POSTNATAL), CONTAINER AND BASKET
10-103-01 | Scalpel handle, standard No. 3 |  | 2
15-702-27 | Gross-Maier sponge forceps, straight, 27 cm |  | 3
15-825-10 | Tohoku towel forceps, 10 cm |  | 4
12-211-14 | TC Metzenbaum scissors, delicate, curved, 14 cm |  | 1
12-201-18 | TC Metzenbaum scissors, curved, 18 cm |  | 1
11-003-16 | Surgical scissors, Fig. 2, curved, 16 cm, | sharp/blunt | 1
13-000-14 | Standard dressing forceps, straight, 14.5 cm |  | 2
13-100-14 | Dissecting forceps 1x2, 14.5 cm |  | 2
13-000-20 | Standard dressing forceps, straight, 20 cm |  | 1
15-160-12 | Halsted-Mosquito forceps, straight, 1x2, 12 cm |  | 4
15-061-12 | Halsted-Mosquito forceps, curved, 12.5 cm |  | 4
15-001-16 | Pean forceps, curved, 16 cm |  | 1
15-000-22 | Pean forceps, straight, 22 cm |  | 1
15-343-18 | Mikulicz forceps, curved, 18 cm |  | 4
16-001-02 | Volkmann retractor, 2-prongs, sharp, 22 cm |  | 2
16-025-02 | Kocher Langenbeck retractor, 35 x 8 mm 21.5 cm |  | 2
16-050-01 | Roux retractor, Fig. 1, 14 cm |  | 1
16-058-00 | Parker Langenbeck retractor set, | Fig. 1 a. Fig. 2, 21 cm, (US army) | 1
18-002-16 | Mayo-Hegar TC-needle holder, 16 cm |  | 1
18-002-18 | Mayo-Hegar TC-needle holder, 18 cm |  | 1
17-727-20 | Ligature needle, left, blunt, 20 cm |  | 1
17-765-19 | König ligature conductor, 3 mm, 19.5 cm |  | 1
51-103-08 | Round bowls, Ø 85 mm, H 50 mm, 0.175 l |  | 1
55-210-60 | Container bottom, aluminium, 475 x 272 x 96 mm, | non perforated | 1
55-210-90 | Container lid, aluminium, silver, 460 x 285 mm, | perforated | 1
55-290-05 | Wire basket, 405 x 245 x 50 mm |  | 1
55-820-03 | Identification label, red |  | 1
57-005-06 | CAESARIAN SECTION SET
10-104-01 | Scalpel handle, standard No. 4 |  | 2
15-702-27 | Gross-Maier sponge forceps, straight, 27 cm |  | 4
15-825-10 | Tohoku towel forceps, 10 cm |  | 6
12-121-23 | TC Sims scissors Fig. 1, curved, 23 cm |  | 1
12-211-20 | TC Metzenbaum scissors, delicate, curved, 20 cm |  | 1
11-003-16 | Surgical scissors, Fig. 2, curved, 16 cm, | sharp/blunt | 1
12-231-16 | TC Mayo-Lexer scissors, curved, 16 cm |  | 1
13-000-20 | Standard dressing forceps, straight, 20 cm |  | 2
13-100-14 | Dissecting forceps 1x2, 14.5 cm |  | 2
13-100-20 | Dissecting forceps 1x2, 20 cm |  | 2
13-000-14 | Standard dressing forceps, straight, 14.5 cm |  | 2
15-100-14 | Ochsner-Kocher forceps, straight, 14 cm |  | 10
15-000-24 | Pean forceps, straight, 24 cm |  | 2
15-341-20 | Mikulicz forceps, curved, 20 cm |  | 4
16-005-06 | Kocher retractor, 6-prongs, sharp, 22 cm |  | 2
16-039-04 | Fritsch retractor, 48 x 75 mm, 25.5 cm |  | 2
18-002-20 | Mayo-Hegar TC-needle holder, 20 cm |  | 2
18-012-15 | Crile-Wood TC-needle holder, 15 cm |  | 1
35-100-04 | Hegar uterine dilator Ø 4 mm |  | 1
35-100-06 | Hegar uterine dilator Ø 6 mm |  | 1
35-100-08 | Hegar uterine dilator Ø 8 mm |  | 1
35-100-10 | Hegar uterine dilator Ø 10 mm |  | 1
35-100-12 | Hegar uterine dilator Ø 12 mm |  | 1
35-100-14 | Hegar uterine dilator Ø 14 mm |  | 1
35-204-25 | Schröder uterine tenaculum forceps, 25 cm |  | 2
35-731-28 | Sellheim obstetrical lever, 28 cm |  | 1
15-000-16 | Pean forceps, straight, 16 cm |  | 4
11-160-14 | Mayo surgical scissors, straight, 14 cm |  | 1
51-103-11 | Round bowls, Ø 100 mm, H 50 mm, 0.25 l |  | 1
57-005-06 C | CAESARIAN SECTION SET, CONTAINER AND BASKET
10-104-01 | Scalpel handle, standard No. 4 |  | 2
15-702-27 | Gross-Maier sponge forceps, straight, 27 cm |  | 4
15-825-10 | Tohoku towel forceps, 10 cm |  | 6
12-121-23 | TC Sims scissors Fig. 1, curved, 23 cm |  | 1
12-211-20 | TC Metzenbaum scissors, delicate, curved, 20 cm |  | 1
11-003-16 | Surgical scissors, Fig. 2, curved, 16 cm, | sharp/blunt | 1
12-231-16 | TC Mayo-Lexer scissors, curved, 16 cm |  | 1
13-000-20 | Standard dressing forceps, straight, 20 cm |  | 2
13-100-14 | Dissecting forceps 1x2, 14.5 cm |  | 2
13-100-20 | Dissecting forceps 1x2, 20 cm |  | 2
13-000-14 | Standard dressing forceps, straight, 14.5 cm |  | 2
15-100-14 | Ochsner-Kocher forceps, straight, 14 cm |  | 10
15-000-24 | Pean forceps, straight, 24 cm |  | 2
15-341-20 | Mikulicz forceps, curved, 20 cm |  | 4
16-005-06 | Kocher retractor, 6-prongs, sharp, 22 cm |  | 2
16-039-04 | Fritsch retractor, 48 x 75 mm, 25.5 cm |  | 2
18-002-20 | Mayo-Hegar TC-needle holder, 20 cm |  | 2
18-012-15 | Crile-Wood TC-needle holder, 15 cm |  | 1
35-100-04 | Hegar uterine dilator Ø 4 mm |  | 1
35-100-06 | Hegar uterine dilator Ø 6 mm |  | 1
35-100-08 | Hegar uterine dilator Ø 8 mm |  | 1
35-100-10 | Hegar uterine dilator Ø 10 mm |  | 1
35-100-12 | Hegar uterine dilator Ø 12 mm |  | 1
35-100-14 | Hegar uterine dilator Ø 14 mm |  | 1
35-204-25 | Schröder uterine tenaculum forceps, 25 cm |  | 2
35-731-28 | Sellheim obstetrical lever, 28 cm |  | 1
15-000-16 | Pean forceps, straight, 16 cm |  | 4
11-160-14 | Mayo surgical scissors, straight, 14 cm |  | 1
51-103-11 | Round bowls, Ø 100 mm, H 50 mm, 0.25 l |  | 1
55-110-61 | Container bottom, aluminium, 600 x 272 x 116 mm, | non perforated | 1
55-110-90 | Container lid, aluminium, silver, 585 x 285 mm, | perforated | 1
55-190-05 | Wire basket, 480 x 245 x 50 mm |  | 1
55-820-03 | Identification label, red |  | 1
57-005-08 | VAGINAL CLOSURE SET
10-103-01 | Scalpel handle, standard No. 3 |  | 1
15-702-20 | Gross-Maier sponge forceps, straight, 20 cm |  | 4
15-766-14 | Allis tissue forceps, 4x5, straight, 15 cm |  | 2
12-231-16 | TC Mayo-Lexer scissors, curved, 16 cm |  | 1
12-211-14 | TC Metzenbaum scissors, delicate, curved, 14 cm |  | 1
11-003-14 | Surgical scissors, Fig. 2, curved, 14 cm, | sharp/blunt | 1
13-000-14 | Standard dressing forceps, straight, 14.5 cm |  | 2
13-000-20 | Standard dressing forceps, straight, 20 cm |  | 1
13-100-14 | Dissecting forceps 1x2, 14.5 cm |  | 2
15-160-12 | Halsted-Mosquito forceps, straight, 1x2, 12 cm |  | 8
15-273-14 | Baby-Adson forceps, curved, 14 cm |  | 1
51-103-08 | Round bowls, Ø 85 mm, H 50 mm, 0.175 l |  | 1
18-002-16 | Mayo-Hegar TC-needle holder, 16 cm |  | 1
18-002-18 | Mayo-Hegar TC-needle holder, 18 cm |  | 1
57-005-08 C | VAGINAL CLOSURE SET, CONTAINER AND BASKET
10-103-01 | Scalpel handle, standard No. 3 |  | 1
15-702-20 | Gross-Maier sponge forceps, straight, 20 cm |  | 4
15-766-14 | Allis tissue forceps, 4x5, straight, 15 cm |  | 2
12-231-16 | TC Mayo-Lexer scissors, curved, 16 cm |  | 1
12-211-14 | TC Metzenbaum scissors, delicate, curved, 14 cm |  | 1
11-003-14 | Surgical scissors, Fig. 2, curved, 14 cm, | sharp/blunt | 1
13-000-14 | Standard dressing forceps, straight, 14.5 cm |  | 2
13-000-20 | Standard dressing forceps, straight, 20 cm |  | 1
13-100-14 | Dissecting forceps 1x2, 14.5 cm |  | 2
15-160-12 | Halsted-Mosquito forceps, straight, 1x2, 12 cm |  | 8
15-273-14 | Baby-Adson forceps, curved, 14 cm |  | 1
51-103-08 | Round bowls, Ø 85 mm, H 50 mm, 0.175 l |  | 1
18-002-16 | Mayo-Hegar TC-needle holder, 16 cm |  | 1
18-002-18 | Mayo-Hegar TC-needle holder, 18 cm |  | 1
55-310-60 | Container bottom, aluminium, 310 x 272 x 96 mm, | non perforated | 1
55-310-90 | Container lid, aluminium, silver, 295 x 280 mm, | perforated | 1
55-390-05 | Wire basket, 246 x 246 x 50 mm |  | 1
55-820-03 | Identification label, red |  | 1
57-005-10 | CONISATION SET
35-060-03 | Kristeller specula, flat model, set, Fig. 3, | 105 x 33 mm / 115 x 29 mm | 1
35-093-01 | Auvard specula, with removable weight, 80 x 38 mm |  | 1
15-702-27 | Gross-Maier sponge forceps, straight, 27 cm |  | 2
11-003-16 | Surgical scissors, Fig. 2, curved, 16 cm, | sharp/blunt | 1
13-000-20 | Standard dressing forceps, straight, 20 cm |  | 1
13-100-20 | Dissecting forceps 1x2, 20 cm |  | 1
10-631-16 | Farrel cotton app, 1.1 mm, 16 cm, spiral |  | 1
10-103-06 | Scalpel handle No. 7 |  | 1
35-204-25 | Schröder uterine tenaculum forceps, 25 cm |  | 2
57-005-10 C | CONISATION SET, CONTAINER AND BASKET
35-060-03 | Kristeller specula, flat model, set, Fig. 3, | 105 x 33 mm / 115 x 29 mm | 1
35-093-01 | Auvard specula, with removable weight, 80 x 38 mm |  | 1
15-702-27 | Gross-Maier sponge forceps, straight, 27 cm |  | 2
11-003-16 | Surgical scissors, Fig. 2, curved, 16 cm, | sharp/blunt | 1
13-000-20 | Standard dressing forceps, straight, 20 cm |  | 1
13-100-20 | Dissecting forceps 1x2, 20 cm |  | 1
10-631-16 | Farrel cotton app, 1.1 mm, 16 cm, spiral |  | 1
10-103-06 | Scalpel handle No. 7 |  | 1
35-204-25 | Schröder uterine tenaculum forceps, 25 cm |  | 2
55-210-60 | Container bottom, aluminium, 475 x 272 x 96 mm, | non perforated | 1
55-210-90 | Container lid, aluminium, silver, 460 x 285 mm, | perforated | 1
55-290-05 | Wire basket, 405 x 245 x 50 mm |  | 1
55-820-03 | Identification label, red |  | 1
57-005-12 | HYSTEROSALPINGOGRAPHY SET
35-320-00 | Salpingograph, complete with 3 cones and syringe | in folding box | 1
35-204-25 | Schröder uterine tenaculum forceps, 25 cm |  | 2
15-702-27 | Gross-Maier sponge forceps, straight, 27 cm |  | 2
13-000-20 | Standard dressing forceps, straight, 20 cm |  | 1
11-003-16 | Surgical scissors, Fig. 2, curved, 16 cm, | sharp/blunt | 1
51-103-08 | Round bowls, Ø 85 mm, H 50 mm, 0.175 l |  | 1
35-120-32 | Sims uterine sound, rigid, 32 cm |  | 1
57-005-12 C | HYSTEROSALPINGOGRAPHY SET, CONTAINER AND BASKET
35-320-00 | Salpingograph, complete with 3 cones and syringe | in folding box | 1
35-204-25 | Schröder uterine tenaculum forceps, 25 cm |  | 2
15-702-27 | Gross-Maier sponge forceps, straight, 27 cm |  | 2
13-000-20 | Standard dressing forceps, straight, 20 cm |  | 1
11-003-16 | Surgical scissors, Fig. 2, curved, 16 cm, | sharp/blunt | 1
51-103-08 | Round bowls, Ø 85 mm, H 50 mm, 0.175 l |  | 1
35-120-32 | Sims uterine sound, rigid, 32 cm |  | 1
55-210-60 | Container bottom, aluminium, 475 x 272 x 96 mm, | non perforated | 1
55-210-90 | Container lid, aluminium, silver, 460 x 285 mm, | perforated | 1
55-290-05 | Wire basket, 405 x 245 x 50 mm |  | 1
55-820-03 | Identification label, red |  | 1
57-005-14 | WOUND DRESSING SET
10-103-01 | Scalpel handle, standard No. 3 |  | 1
11-003-14 | Surgical scissors, Fig. 2, curved, 14 cm, | sharp/blunt | 1
12-211-18 | TC Metzenbaum scissors, delicate, curved, 18 cm |  | 1
13-000-14 | Standard dressing forceps, straight, 14.5 cm |  | 1
13-000-20 | Standard dressing forceps, straight, 20 cm |  | 1
13-100-14 | Dissecting forceps 1x2, 14.5 cm |  | 1
13-100-20 | Dissecting forceps 1x2, 20 cm |  | 1
18-004-18 | De Bakey TC-needle holder, 18 cm, | Mayo Hegar delicate | 1
15-000-22 | Pean forceps, straight, 22 cm |  | 2
35-032-03 | Kristeller retractor, Fig. 3, 100 x 32 mm |  | 1
35-031-03 | Kristeller specula, Fig. 3, 90 x 36 mm |  | 1
57-005-14 C | WOUND DRESSING SET, CONTAINER AND BASKET
10-103-01 | Scalpel handle, standard No. 3 |  | 1
11-003-14 | Surgical scissors, Fig. 2, curved, 14 cm, | sharp/blunt | 1
12-211-18 | TC Metzenbaum scissors, delicate, curved, 18 cm |  | 1
13-000-14 | Standard dressing forceps, straight, 14.5 cm |  | 1
13-000-20 | Standard dressing forceps, straight, 20 cm |  | 1
13-100-14 | Dissecting forceps 1x2, 14.5 cm |  | 1
13-100-20 | Dissecting forceps 1x2, 20 cm |  | 1
18-004-18 | De Bakey TC-needle holder, 18 cm, | Mayo Hegar delicate | 1
15-000-22 | Pean forceps, straight, 22 cm |  | 2
35-032-03 | Kristeller retractor, Fig. 3, 100 x 32 mm |  | 1
35-031-03 | Kristeller specula, Fig. 3, 90 x 36 mm |  | 1
55-310-60 | Container bottom, aluminium, 310 x 272 x 96 mm, | non perforated | 1
55-310-90 | Container lid, aluminium, silver, 295 x 280 mm, | perforated | 1
55-390-05 | Wire basket, 246 x 246 x 50 mm |  | 1
55-820-03 | Identification label, red |  | 1
57-005-16 | INCISION SET FOR PELVISCOPY
10-103-01 | Scalpel handle, standard No. 3 |  | 1
13-100-14 | Dissecting forceps 1x2, 14.5 cm |  | 1
11-003-14 | Surgical scissors, Fig. 2, curved, 14 cm, | sharp/blunt | 1
15-825-10 | Tohoku towel forceps, 10 cm |  | 4
18-002-18 | Mayo-Hegar TC-needle holder, 18 cm |  | 1
15-702-27 | Gross-Maier sponge forceps, straight, 27 cm |  | 4
35-030-02 | Kristeller specula, set, Fig. 2, 80x30mm / 85x26mm |  | 1
35-204-25 | Schröder uterine tenaculum forceps, 25 cm |  | 2
57-005-16 C | INCISION SET FOR PELVISCOPY, CONTAINER AND BASKET
10-103-01 | Scalpel handle, standard No. 3 |  | 1
13-100-14 | Dissecting forceps 1x2, 14.5 cm |  | 1
11-003-14 | Surgical scissors, Fig. 2, curved, 14 cm, | sharp/blunt | 1
15-825-10 | Tohoku towel forceps, 10 cm |  | 4
18-002-18 | Mayo-Hegar TC-needle holder, 18 cm |  | 1
15-702-27 | Gross-Maier sponge forceps, straight, 27 cm |  | 4
35-030-02 | Kristeller specula, set, Fig. 2, 80x30mm / 85x26mm |  | 1
35-204-25 | Schröder uterine tenaculum forceps, 25 cm |  | 2
55-310-60 | Container bottom, aluminium, 310 x 272 x 96 mm, | non perforated | 1
55-310-90 | Container lid, aluminium, silver, 295 x 280 mm, | perforated | 1
55-390-05 | Wire basket, 246 x 246 x 50 mm |  | 1
55-820-03 | Identification label, red |  | 1
57-005-18 | DILATION & CURETAGE SET
35-094-00 | Weissbarth specula, 80 x 42 mm, with removable | strainer and perforated bottom | 1
35-060-02 | Kristeller specula, flat model, set, Fig. 2, | 105 x 28 mm / 115 x 24 mm | 1
13-100-25 | Dissecting forceps 1x2, 25 cm |  | 1
15-703-27 | Gross-Maier sponge forceps, curved, 27 cm |  | 1
35-121-32 | Sims uterine sound, malleable, 32 cm |  | 1
35-204-25 | Schröder uterine tenaculum forceps, 25 cm |  | 2
35-100-03 | Hegar uterine dilator Ø 3 mm |  | 1
35-100-04 | Hegar uterine dilator Ø 4 mm |  | 1
35-100-05 | Hegar uterine dilator Ø 5 mm |  | 1
35-100-06 | Hegar uterine dilator Ø 6 mm |  | 1
35-100-07 | Hegar uterine dilator Ø 7 mm |  | 1
35-100-08 | Hegar uterine dilator Ø 8 mm |  | 1
35-100-09 | Hegar uterine dilator Ø 9 mm |  | 1
35-100-10 | Hegar uterine dilator Ø 10 mm |  | 1
35-100-11 | Hegar uterine dilator Ø 11 mm |  | 1
35-100-12 | Hegar uterine dilator Ø 12 mm |  | 1
35-510-09 | Recamier uterine curette, sharp, rigid, Fig. 3, | 9 mm, 31 cm | 1
35-510-07 | Recamier uterine curette, sharp, rigid, Fig. 1, | 7 mm, 31 cm | 1
35-520-14 | Sims uterine curette, blunt, rigid, Fig. 6, 14 mm, | 31 cm | 1
35-520-15 | Sims uterine curette, blunt, rigid, Fig. 7, 15 mm, | 31 cm | 1
35-510-06 | Recamier uterine curette, sharp, rigid, Fig. 0, | 6 mm, 31 cm | 1
35-754-20 | Cuzzi ovum curette, 20,0 mm, 30 cm |  | 1
57-005-18 C | DILATION & CURETAGE SET, CONTAINER AND BASKET
35-094-00 | Weissbarth specula, 80 x 42 mm, with removable | strainer and perforated bottom | 1
35-060-02 | Kristeller specula, flat model, set, Fig. 2, | 105 x 28 mm / 115 x 24 mm | 1
13-100-25 | Dissecting forceps 1x2, 25 cm |  | 1
15-703-27 | Gross-Maier sponge forceps, curved, 27 cm |  | 1
35-121-32 | Sims uterine sound, malleable, 32 cm |  | 1
35-204-25 | Schröder uterine tenaculum forceps, 25 cm |  | 2
35-100-03 | Hegar uterine dilator Ø 3 mm |  | 1
35-100-04 | Hegar uterine dilator Ø 4 mm |  | 1
35-100-05 | Hegar uterine dilator Ø 5 mm |  | 1
35-100-06 | Hegar uterine dilator Ø 6 mm |  | 1
35-100-07 | Hegar uterine dilator Ø 7 mm |  | 1
35-100-08 | Hegar uterine dilator Ø 8 mm |  | 1
35-100-09 | Hegar uterine dilator Ø 9 mm |  | 1
35-100-10 | Hegar uterine dilator Ø 10 mm |  | 1
35-100-11 | Hegar uterine dilator Ø 11 mm |  | 1
35-100-12 | Hegar uterine dilator Ø 12 mm |  | 1
35-510-09 | Recamier uterine curette, sharp, rigid, Fig. 3, | 9 mm, 31 cm | 1
35-510-07 | Recamier uterine curette, sharp, rigid, Fig. 1, | 7 mm, 31 cm | 1
35-520-14 | Sims uterine curette, blunt, rigid, Fig. 6, 14 mm, | 31 cm | 1
35-520-15 | Sims uterine curette, blunt, rigid, Fig. 7, 15 mm, | 31 cm | 1
35-510-06 | Recamier uterine curette, sharp, rigid, Fig. 0, | 6 mm, 31 cm | 1
35-754-20 | Cuzzi ovum curette, 20,0 mm, 30 cm |  | 1
55-110-62 | Container bottom, aluminium, 600 x 272 x 138 mm, | non perforated | 1
55-110-90 | Container lid, aluminium, silver, 585 x 285 mm, | perforated | 1
55-190-05 | Wire basket, 480 x 245 x 50 mm |  | 1
55-820-03 | Identification label, red |  | 1
57-005-20 | EXAMINATION SET
15-702-27 | Gross-Maier sponge forceps, straight, 27 cm |  | 2
35-030-02 | Kristeller specula, set, Fig. 2, 80x30mm / 85x26mm |  | 1
13-000-20 | Standard dressing forceps, straight, 20 cm |  | 1
11-003-14 | Surgical scissors, Fig. 2, curved, 14 cm, | sharp/blunt | 1
10-631-16 | Farrel cotton app, 1.1 mm, 16 cm, spiral |  | 1
51-100-27 | Kidney bowls, 275 x 150 x 45 mm |  | 1
57-005-22 | CERVIX BIOPSY SET
15-702-27 | Gross-Maier sponge forceps, straight, 27 cm |  | 2
35-030-02 | Kristeller specula, set, Fig. 2, 80x30mm / 85x26mm |  | 1
35-405-24 | Schuhmacher van Doren biopsy forceps, Fig. 1, | 4 mm, 24 cm | 1
13-000-20 | Standard dressing forceps, straight, 20 cm |  | 1
11-003-14 | Surgical scissors, Fig. 2, curved, 14 cm, | sharp/blunt | 1
57-005-22 C | CERVIX BIOPSY SET, CONTAINER AND BASKET
15-702-27 | Gross-Maier sponge forceps, straight, 27 cm |  | 2
35-030-02 | Kristeller specula, set, Fig. 2, 80x30mm / 85x26mm |  | 1
35-405-24 | Schuhmacher van Doren biopsy forceps, Fig. 1, | 4 mm, 24 cm | 1
13-000-20 | Standard dressing forceps, straight, 20 cm |  | 1
11-003-14 | Surgical scissors, Fig. 2, curved, 14 cm, | sharp/blunt | 1
55-310-60 | Container bottom, aluminium, 310 x 272 x 96 mm, | non perforated | 1
55-310-90 | Container lid, aluminium, silver, 295 x 280 mm, | perforated | 1
55-390-05 | Wire basket, 246 x 246 x 50 mm |  | 1
55-820-03 | Identification label, red |  | 1
57-005-24 | DELIVERY SET
51-101-31 | Round bowls, 300 x 115 mm, 6.00 l |  | 1
51-103-11 | Round bowls, Ø 100 mm, H 50 mm, 0.25 l |  | 1
51-100-25 | Kidney bowls, 250 x 140 x 40 mm |  | 1
11-147-16 | Busch umbilical cord scissors, 16 cm |  | 1
35-737-09 | Collin umbilical cord clamp, 9 cm |  | 2
15-100-14 | Ochsner-Kocher forceps, straight, 14 cm |  | 2
15-702-20 | Gross-Maier sponge forceps, straight, 20 cm |  | 2
57-005-26 | EPISIOTOMY SET
11-139-14 | Braun-Stadler episiotomy scissors, 14 cm |  | 1
13-100-14 | Dissecting forceps 1x2, 14.5 cm |  | 1
15-061-12 | Halsted-Mosquito forceps, curved, 12.5 cm |  | 2
11-003-16 | Surgical scissors, Fig. 2, curved, 16 cm, | sharp/blunt | 1
18-012-15 | Crile-Wood TC-needle holder, 15 cm |  | 1
57-005-26 C | EPISIOTOMY SET, CONTAINER AND BASKET
11-139-14 | Braun-Stadler episiotomy scissors, 14 cm |  | 1
13-100-14 | Dissecting forceps 1x2, 14.5 cm |  | 1
15-061-12 | Halsted-Mosquito forceps, curved, 12.5 cm |  | 2
11-003-16 | Surgical scissors, Fig. 2, curved, 16 cm, | sharp/blunt | 1
18-012-15 | Crile-Wood TC-needle holder, 15 cm |  | 1
55-510-61 | Container bottom, aluminium, 320 x 186 x 59 mm, | non perforated - for Special container | 1
55-510-90 | Container lid, aluminium, silver, 325 x 192 mm, | perforated - for Special container | 1
55-525-05 | Stainless steel tray 275 x 175 x 45mm, without lid |  | 1
55-820-03 | Identification label, red |  | 1
57-005-28 | SPECIAL OBSTETRICAL INSTRUMENTS
35-711-36 | Nägele obstetrical forceps, 36 cm |  | 1
35-713-36 | Simpson obstetrical forceps, 36 cm |  | 1
35-713-30 | Simpson obstetrical forceps, 30 cm |  | 1
35-731-28 | Sellheim obstetrical lever, 28 cm |  | 1
35-750-01 | Winter ovum forceps, Fig. 1, straight, 28 cm |  | 2
35-750-03 | Winter ovum forceps, Fig. 3, straight, 28 cm |  | 2
35-754-14 | Cuzzi ovum curette, 14.5 mm, 30 cm |  | 1
35-754-18 | Cuzzi ovum curette, 18.0 mm, 30 cm |  | 1
35-754-20 | Cuzzi ovum curette, 20,0 mm, 30 cm |  | 1
57-005-30 | SUTURE SET
11-003-16 | Surgical scissors, Fig. 2, curved, 16 cm, | sharp/blunt | 1
13-100-16 | Dissecting forceps 1x2, 16 cm |  | 1
18-002-18 | Mayo-Hegar TC-needle holder, 18 cm |  | 1
51-100-25 | Kidney bowls, 250 x 140 x 40 mm |  | 1
57-005-32 | CERVIX CERCLAGE INSTRUMENTS
10-103-06 | Scalpel handle No. 7 |  | 1
11-211-23 | Metzenbaum scissors, delicate, curved, | blunt/blunt, 23 cm | 1
15-702-27 | Gross-Maier sponge forceps, straight, 27 cm |  | 4
13-000-20 | Standard dressing forceps, straight, 20 cm |  | 2
15-201-04 | Overholt-Geissendörfer forceps, curved, 21 cm |  | 1
17-002-24 | Mayo-Hegar needle holder, 24 cm |  | 1
35-030-02 | Kristeller specula, set, Fig. 2, 80x30mm / 85x26mm |  | 1
57-005-32 C | CERVIX CERCLAGE INSTRUMENTS, CONTAINER AND BASKET
10-103-06 | Scalpel handle No. 7 |  | 1
11-211-23 | Metzenbaum scissors, delicate, curved, | blunt/blunt, 23 cm | 1
15-702-27 | Gross-Maier sponge forceps, straight, 27 cm |  | 4
13-000-20 | Standard dressing forceps, straight, 20 cm |  | 2
15-201-04 | Overholt-Geissendörfer forceps, curved, 21 cm |  | 1
17-002-24 | Mayo-Hegar needle holder, 24 cm |  | 1
35-030-02 | Kristeller specula, set, Fig. 2, 80x30mm / 85x26mm |  | 1
55-310-60 | Container bottom, aluminium, 310 x 272 x 96 mm, | non perforated | 1
55-310-90 | Container lid, aluminium, silver, 295 x 280 mm, | perforated | 1
55-390-05 | Wire basket, 246 x 246 x 50 mm |  | 1
55-820-03 | Identification label, red |  | 1
57-005-34 | MYOMECTOMY INSTRUMENT SET
10-103-01 | Scalpel handle, standard No. 3 |  | 2
10-103-04 | Scalpel handle No. 3 L |  | 1
15-702-27 | Gross-Maier sponge forceps, straight, 27 cm |  | 3
15-703-27 | Gross-Maier sponge forceps, curved, 27 cm |  | 4
15-100-24 | Ochsner-Kocher forceps, straight, 24 cm |  | 2
11-003-17 | Surgical scissors, Fig. 2, curved, 17 cm, | sharp/blunt | 1
12-201-23 | TC Metzenbaum scissors, curved, 23 cm |  | 1
12-211-20 | TC Metzenbaum scissors, delicate, curved, 20 cm |  | 1
13-002-25 | Dressing forceps delicate, straight, 25 cm |  | 1
13-100-20 | Dissecting forceps 1x2, 20 cm |  | 2
15-734-17 | Collin tissue forceps, straight, 17 cm |  | 1
15-725-32 | Kelly Uteine polypus forceps, curved, 32 cm |  | 1
15-149-13 | Baby Crile forceps, curved, 14 cm |  | 10
15-201-02 | Overholt-Geissendörfer forceps, curved, 21 cm |  | 1
15-203-03 | Overholt-Geissendörfer forceps, curved, 27 cm |  | 1
15-341-20 | Mikulicz forceps, curved, 20 cm |  | 4
16-039-04 | Fritsch retractor, 48 x 75 mm, 25.5 cm |  | 2
16-283-00 | Kirschner abdominal retractor, complete with | frame 240 x 240 mm and 2 pairs of blades | 1
16-072-04 | Abdominal spatula, malleable, 330 x 40 mm |  | 1
10-914-10 | Poole suction cannula, Ø 10 mm, 22 cm |  | 1
18-002-20 | Mayo-Hegar TC-needle holder, 20 cm |  | 2
18-002-24 | Mayo-Hegar TC-needle holder, 24 cm |  | 1
51-103-12 | Round bowls, Ø 150 mm, H 62 mm, 0.9 l |  | 1
51-103-14 | Round bowls, Ø 147 mm, H 65 mm, 0.70 l |  | 1
57-005-34 C | MYOMECTOMY INSTRUMENT SET, CONTAINER AND BASKET
10-103-01 | Scalpel handle, standard No. 3 |  | 2
10-103-04 | Scalpel handle No. 3 L |  | 1
15-702-27 | Gross-Maier sponge forceps, straight, 27 cm |  | 3
15-703-27 | Gross-Maier sponge forceps, curved, 27 cm |  | 4
15-100-24 | Ochsner-Kocher forceps, straight, 24 cm |  | 2
11-003-17 | Surgical scissors, Fig. 2, curved, 17 cm, | sharp/blunt | 1
12-201-23 | TC Metzenbaum scissors, curved, 23 cm |  | 1
12-211-20 | TC Metzenbaum scissors, delicate, curved, 20 cm |  | 1
13-002-25 | Dressing forceps delicate, straight, 25 cm |  | 1
13-100-20 | Dissecting forceps 1x2, 20 cm |  | 2
15-734-17 | Collin tissue forceps, straight, 17 cm |  | 1
15-725-32 | Kelly Uteine polypus forceps, curved, 32 cm |  | 1
15-149-13 | Baby Crile forceps, curved, 14 cm |  | 10
15-201-02 | Overholt-Geissendörfer forceps, curved, 21 cm |  | 1
15-203-03 | Overholt-Geissendörfer forceps, curved, 27 cm |  | 1
15-341-20 | Mikulicz forceps, curved, 20 cm |  | 4
16-039-04 | Fritsch retractor, 48 x 75 mm, 25.5 cm |  | 2
16-283-00 | Kirschner abdominal retractor, complete with | frame 240 x 240 mm and 2 pairs of blades | 1
16-072-04 | Abdominal spatula, malleable, 330 x 40 mm |  | 1
10-914-10 | Poole suction cannula, Ø 10 mm, 22 cm |  | 1
18-002-20 | Mayo-Hegar TC-needle holder, 20 cm |  | 2
18-002-24 | Mayo-Hegar TC-needle holder, 24 cm |  | 1
51-103-12 | Round bowls, Ø 150 mm, H 62 mm, 0.9 l |  | 1
51-103-14 | Round bowls, Ø 147 mm, H 65 mm, 0.70 l |  | 1
55-210-61 | Container bottom, aluminium, 475 x 272 x 116 mm, | non perforated | 1
55-210-90 | Container lid, aluminium, silver, 460 x 285 mm, | perforated | 1
55-290-05 | Wire basket, 405 x 245 x 50 mm |  | 1
55-820-03 | Identification label, red |  | 1
57-005-36 | ABDOMINAL BASIC SET
15-701-27 | Ulrich sponge forceps, curved, 26.5 cm |  | 1
15-801-11 | Backhaus towel forceps, 11 cm |  | 10
10-104-01 | Scalpel handle, standard No. 4 |  | 2
10-103-04 | Scalpel handle No. 3 L |  | 1
15-100-14 | Ochsner-Kocher forceps, straight, 14 cm |  | 6
15-100-20 | Ochsner-Kocher forceps, straight, 20 cm |  | 6
15-100-26 | Ochsner-Kocher forceps, straight, 26 cm |  | 2
15-000-20 | Pean forceps, straight, 20 cm |  | 6
15-000-14 | Pean forceps, straight, 14 cm |  | 6
15-305-25 | Wertheim forceps, curved, 25 cm |  | 3
15-001-24 | Pean forceps, curved, 24 cm |  | 2
15-703-20 | Gross-Maier sponge forceps, curved, 20 cm |  | 4
15-339-20 | Mikulicz forceps, curved, 20.5 cm |  | 4
16-048-02 | Martin retractor, 105 x 27 mm, 25 cm |  | 1
16-041-01 | Kocher retractor, 80 x 45 mm, 25 cm |  | 1
16-050-02 | Roux retractor, Fig. 2, 15 cm |  | 1
16-050-03 | Roux retractor, Fig. 3, 17 cm |  | 1
16-133-14 | Cushing vein hook, 14 mm, 20 cm |  | 1
16-001-06 | Volkmann retractor, 6-prongs, sharp, 22 cm |  | 2
16-073-03 | Haberer-spatula, malleable, 300x37/45 mm |  | 1
13-002-14 | Dressing forceps delicate, straight, 14 cm |  | 2
13-000-20 | Standard dressing forceps, straight, 20 cm |  | 2
13-000-25 | Standard dressing forceps, straight, 25 cm |  | 2
13-208-24 | De Bakey forceps, 2.0 mm, straight, 24 cm |  | 1
13-208-20 | De Bakey forceps, 2.0 mm, straight, 20 cm |  | 2
13-100-14 | Dissecting forceps 1x2, 14.5 cm |  | 2
13-100-20 | Dissecting forceps 1x2, 20 cm |  | 2
13-100-25 | Dissecting forceps 1x2, 25 cm |  | 1
11-002-14 | Surgical scissors, Fig. 2, straight, 14 cm, | sharp/blunt | 1
11-003-14 | Surgical scissors, Fig. 2, curved, 14 cm, | sharp/blunt | 1
12-233-16 | TC Lexer scissors, curved, 16 cm |  | 1
12-437-11 | TC iris scissors, curved, 11.5 cm |  | 1
12-201-18 | TC Metzenbaum scissors, curved, 18 cm |  | 1
12-121-23 | TC Sims scissors Fig. 1, curved, 23 cm |  | 2
17-731-21 | Deschamps ligature needle, left, blunt, 21 cm |  | 1
17-767-19 | König ligature conductor, 5 mm, 19.5 cm |  | 1
15-201-01 | Overholt-Geissendörfer forceps, curved, 21 cm |  | 2
18-002-20 | Mayo-Hegar TC-needle holder, 20 cm |  | 1
18-002-24 | Mayo-Hegar TC-needle holder, 24 cm |  | 1
18-004-20 | De Bakey TC-needle holder, 20 cm, | Mayo Hegar delicate | 1
18-012-15 | Crile-Wood TC-needle holder, 15 cm |  | 2
35-204-25 | Schröder uterine tenaculum forceps, 25 cm |  | 2
35-224-28 | Pratt tenaculum forceps, straight, 26 cm |  | 1
10-602-13 | Probe, Ø 2 mm, 13 cm |  | 1
56-112-02 | Needle case perforated, with compartments | 150 x 95 x 13 mm | 1
56-100-65 | Needle case, 62 x 13 mm, insert only |  | 1
51-100-25 | Kidney bowls, 250 x 140 x 40 mm |  | 1
12-731-17 W | TC Mayo ligature scissors, curved, 17 cm W |  | 1
10-600-14 | Probe, Ø 1 mm, 14.5 cm |  | 1
10-602-16 | Probe, Ø 2 mm, 16 cm |  | 1
10-606-14 | Myrtle leave probe, 14.5 cm |  | 1
16-283-00 | Kirschner abdominal retractor, complete with | frame 240 x 240 mm and 2 pairs of blades | 1
57-005-36 C | ABDOMINAL BASIC SET, CONTAINER AND BASKET
15-701-27 | Ulrich sponge forceps, curved, 26.5 cm |  | 1
15-801-11 | Backhaus towel forceps, 11 cm |  | 10
10-104-01 | Scalpel handle, standard No. 4 |  | 2
10-103-04 | Scalpel handle No. 3 L |  | 1
15-100-14 | Ochsner-Kocher forceps, straight, 14 cm |  | 6
15-100-20 | Ochsner-Kocher forceps, straight, 20 cm |  | 6
15-100-26 | Ochsner-Kocher forceps, straight, 26 cm |  | 2
15-000-20 | Pean forceps, straight, 20 cm |  | 6
15-000-14 | Pean forceps, straight, 14 cm |  | 6
15-305-25 | Wertheim forceps, curved, 25 cm |  | 3
15-001-24 | Pean forceps, curved, 24 cm |  | 2
15-703-20 | Gross-Maier sponge forceps, curved, 20 cm |  | 4
15-339-20 | Mikulicz forceps, curved, 20.5 cm |  | 4
16-048-02 | Martin retractor, 105 x 27 mm, 25 cm |  | 1
16-041-01 | Kocher retractor, 80 x 45 mm, 25 cm |  | 1
16-050-02 | Roux retractor, Fig. 2, 15 cm |  | 1
16-050-03 | Roux retractor, Fig. 3, 17 cm |  | 1
16-133-14 | Cushing vein hook, 14 mm, 20 cm |  | 1
16-001-06 | Volkmann retractor, 6-prongs, sharp, 22 cm |  | 2
16-073-03 | Haberer-spatula, malleable, 300x37/45 mm |  | 1
13-002-14 | Dressing forceps delicate, straight, 14 cm |  | 2
13-000-20 | Standard dressing forceps, straight, 20 cm |  | 2
13-000-25 | Standard dressing forceps, straight, 25 cm |  | 2
13-208-24 | De Bakey forceps, 2.0 mm, straight, 24 cm |  | 1
13-208-20 | De Bakey forceps, 2.0 mm, straight, 20 cm |  | 2
13-100-14 | Dissecting forceps 1x2, 14.5 cm |  | 2
13-100-20 | Dissecting forceps 1x2, 20 cm |  | 2
13-100-25 | Dissecting forceps 1x2, 25 cm |  | 1
11-002-14 | Surgical scissors, Fig. 2, straight, 14 cm, | sharp/blunt | 1
11-003-14 | Surgical scissors, Fig. 2, curved, 14 cm, | sharp/blunt | 1
12-233-16 | TC Lexer scissors, curved, 16 cm |  | 1
12-437-11 | TC iris scissors, curved, 11.5 cm |  | 1
12-201-18 | TC Metzenbaum scissors, curved, 18 cm |  | 1
12-121-23 | TC Sims scissors Fig. 1, curved, 23 cm |  | 2
17-731-21 | Deschamps ligature needle, left, blunt, 21 cm |  | 1
17-767-19 | König ligature conductor, 5 mm, 19.5 cm |  | 1
15-201-01 | Overholt-Geissendörfer forceps, curved, 21 cm |  | 2
18-002-20 | Mayo-Hegar TC-needle holder, 20 cm |  | 1
18-002-24 | Mayo-Hegar TC-needle holder, 24 cm |  | 1
18-004-20 | De Bakey TC-needle holder, 20 cm, | Mayo Hegar delicate | 1
18-012-15 | Crile-Wood TC-needle holder, 15 cm |  | 2
35-204-25 | Schröder uterine tenaculum forceps, 25 cm |  | 2
35-224-28 | Pratt tenaculum forceps, straight, 26 cm |  | 1
10-602-13 | Probe, Ø 2 mm, 13 cm |  | 1
56-112-02 | Needle case perforated, with compartments | 150 x 95 x 13 mm | 1
56-100-65 | Needle case, 62 x 13 mm, insert only |  | 1
51-100-25 | Kidney bowls, 250 x 140 x 40 mm |  | 1
12-731-17 W | TC Mayo ligature scissors, curved, 17 cm W |  | 1
10-600-14 | Probe, Ø 1 mm, 14.5 cm |  | 1
10-602-16 | Probe, Ø 2 mm, 16 cm |  | 1
10-606-14 | Myrtle leave probe, 14.5 cm |  | 1
16-283-00 | Kirschner abdominal retractor, complete with | frame 240 x 240 mm and 2 pairs of blades | 1
55-110-61 | Container bottom, aluminium, 600 x 272 x 116 mm, | non perforated | 1
55-110-90 | Container lid, aluminium, silver, 585 x 285 mm, | perforated | 1
55-190-05 | Wire basket, 480 x 245 x 50 mm |  | 2
55-820-03 | Identification label, red |  | 1
57-005-38 | VAGINAL BASIC SET
15-701-27 | Ulrich sponge forceps, curved, 26.5 cm |  | 1
15-801-11 | Backhaus towel forceps, 11 cm |  | 10
10-104-01 | Scalpel handle, standard No. 4 |  | 1
10-104-04 | Scalpel handle No. 4 L |  | 1
15-100-14 | Ochsner-Kocher forceps, straight, 14 cm |  | 10
15-100-20 | Ochsner-Kocher forceps, straight, 20 cm |  | 6
15-052-14 | Kelly forceps, straight, 14 cm |  | 4
15-000-20 | Pean forceps, straight, 20 cm |  | 6
15-703-27 | Gross-Maier sponge forceps, curved, 27 cm |  | 4
15-345-19 | Faure forceps, strongly curved, 19 cm |  | 4
15-305-25 | Wertheim forceps, curved, 25 cm |  | 4
35-082-01 | Doyen specula, slightly concave, 55 x 35 mm |  | 2
35-031-01 | Kristeller specula, Fig. 1, 70 x 27 mm |  | 2
35-031-02 | Kristeller specula, Fig. 2, 80 x 30 mm |  | 2
35-042-01 | Kristeller retractor, Fig. 00, 110 x 14 |  | 1
35-042-02 | Kristeller retractor, Fig. 0, 110 x 17 m |  | 1
16-131-02 | Simon fistula hook, 1-prong, curved, 22 cm |  | 2
13-002-14 | Dressing forceps delicate, straight, 14 cm |  | 2
13-000-20 | Standard dressing forceps, straight, 20 cm |  | 2
13-100-14 | Dissecting forceps 1x2, 14.5 cm |  | 2
13-100-20 | Dissecting forceps 1x2, 20 cm |  | 2
13-208-24 | De Bakey forceps, 2.0 mm, straight, 24 cm |  | 1
11-002-14 | Surgical scissors, Fig. 2, straight, 14 cm, | sharp/blunt | 1
11-003-14 | Surgical scissors, Fig. 2, curved, 14 cm, | sharp/blunt | 1
12-121-23 | TC Sims scissors Fig. 1, curved, 23 cm |  | 1
12-731-23 W | TC Mayo ligature scissors, curved, 23 cm W |  | 1
35-121-32 | Sims uterine sound, malleable, 32 cm |  | 1
15-730-21 | Heywood-Smith forceps, straight, 20.5 cm |  | 1
18-002-20 | Mayo-Hegar TC-needle holder, 20 cm |  | 3
18-004-23 | De Bakey TC-needle holder, 23 cm |  | 1
35-204-25 | Schröder uterine tenaculum forceps, 25 cm |  | 2
35-224-28 | Pratt tenaculum forceps, straight, 26 cm |  | 1
35-215-24 | Schröder tenaculum forceps, curved, 24 cm |  | 1
35-087-30 | Breisky specula, 100 x 30 mm |  | 2
35-081-60 | Doyen specula, flat, 30° angled upwards, 60 x 30mm |  | 2
56-100-65 | Needle case, 62 x 13 mm, insert only |  | 1
51-100-25 | Kidney bowls, 250 x 140 x 40 mm |  | 1
51-103-08 | Round bowls, Ø 85 mm, H 50 mm, 0.175 l |  | 1
51-103-12 | Round bowls, Ø 150 mm, H 62 mm, 0.9 l |  | 1
35-234-17 | Doyen, myoma screw, 17 cm, Ø 20 mm |  | 1
57-005-38 C | VAGINAL BASIC SET, CONTAINER AND BASKET
15-701-27 | Ulrich sponge forceps, curved, 26.5 cm |  | 1
15-801-11 | Backhaus towel forceps, 11 cm |  | 10
10-104-01 | Scalpel handle, standard No. 4 |  | 1
10-104-04 | Scalpel handle No. 4 L |  | 1
15-100-14 | Ochsner-Kocher forceps, straight, 14 cm |  | 10
15-100-20 | Ochsner-Kocher forceps, straight, 20 cm |  | 6
15-052-14 | Kelly forceps, straight, 14 cm |  | 4
15-000-20 | Pean forceps, straight, 20 cm |  | 6
15-703-27 | Gross-Maier sponge forceps, curved, 27 cm |  | 4
15-345-19 | Faure forceps, strongly curved, 19 cm |  | 4
15-305-25 | Wertheim forceps, curved, 25 cm |  | 4
35-082-01 | Doyen specula, slightly concave, 55 x 35 mm |  | 2
35-031-01 | Kristeller specula, Fig. 1, 70 x 27 mm |  | 2
35-031-02 | Kristeller specula, Fig. 2, 80 x 30 mm |  | 2
35-042-01 | Kristeller retractor, Fig. 00, 110 x 14 |  | 1
35-042-02 | Kristeller retractor, Fig. 0, 110 x 17 m |  | 1
16-131-02 | Simon fistula hook, 1-prong, curved, 22 cm |  | 2
13-002-14 | Dressing forceps delicate, straight, 14 cm |  | 2
13-000-20 | Standard dressing forceps, straight, 20 cm |  | 2
13-100-14 | Dissecting forceps 1x2, 14.5 cm |  | 2
13-100-20 | Dissecting forceps 1x2, 20 cm |  | 2
13-208-24 | De Bakey forceps, 2.0 mm, straight, 24 cm |  | 1
11-002-14 | Surgical scissors, Fig. 2, straight, 14 cm, | sharp/blunt | 1
11-003-14 | Surgical scissors, Fig. 2, curved, 14 cm, | sharp/blunt | 1
12-121-23 | TC Sims scissors Fig. 1, curved, 23 cm |  | 1
12-731-23 W | TC Mayo ligature scissors, curved, 23 cm W |  | 1
35-121-32 | Sims uterine sound, malleable, 32 cm |  | 1
15-730-21 | Heywood-Smith forceps, straight, 20.5 cm |  | 1
18-002-20 | Mayo-Hegar TC-needle holder, 20 cm |  | 3
18-004-23 | De Bakey TC-needle holder, 23 cm |  | 1
35-204-25 | Schröder uterine tenaculum forceps, 25 cm |  | 2
35-224-28 | Pratt tenaculum forceps, straight, 26 cm |  | 1
35-215-24 | Schröder tenaculum forceps, curved, 24 cm |  | 1
35-087-30 | Breisky specula, 100 x 30 mm |  | 2
35-081-60 | Doyen specula, flat, 30° angled upwards, 60 x 30mm |  | 2
56-100-65 | Needle case, 62 x 13 mm, insert only |  | 1
51-100-25 | Kidney bowls, 250 x 140 x 40 mm |  | 1
51-103-08 | Round bowls, Ø 85 mm, H 50 mm, 0.175 l |  | 1
51-103-12 | Round bowls, Ø 150 mm, H 62 mm, 0.9 l |  | 1
35-234-17 | Doyen, myoma screw, 17 cm, Ø 20 mm |  | 1
55-110-61 | Container bottom, aluminium, 600 x 272 x 116 mm, | non perforated | 1
55-110-90 | Container lid, aluminium, silver, 585 x 285 mm, | perforated | 1
55-190-05 | Wire basket, 480 x 245 x 50 mm |  | 2
55-820-03 | Identification label, red |  | 1
57-005-40 | SET FOR MAMMA ABLATIO
15-701-27 | Ulrich sponge forceps, curved, 26.5 cm |  | 1
15-801-11 | Backhaus towel forceps, 11 cm |  | 10
10-103-01 | Scalpel handle, standard No. 3 |  | 1
10-104-01 | Scalpel handle, standard No. 4 |  | 2
15-061-12 | Halsted-Mosquito forceps, curved, 12.5 cm |  | 4
15-148-14 | Crile forceps, straight, 14 cm |  | 6
15-703-27 | Gross-Maier sponge forceps, curved, 27 cm |  | 4
15-702-27 | Gross-Maier sponge forceps, straight, 27 cm |  | 2
15-717-26 | Bozemann forceps, S-shape, 26 cm |  | 2
16-056-00 | Farabeuf retractor, set Fig.1&2, 15 cm |  | 1
16-007-03 | Kocher retractor, 3-prongs, blunt, 22 cm |  | 2
16-216-14 | Scalp-Contour self retaining retractor, sharp, | 14 cm | 2
13-208-16 | De Bakey forceps, 2.0 mm, straight, 16 cm |  | 2
13-200-20 | De Bakey forceps, 3.5 mm, straight, 20 cm |  | 1
13-126-14 | Standard dissecting forceps, 3x4, 14 cm |  | 2
13-002-16 | Dressing forceps delicate, straight, 16 cm |  | 2
12-002-14 | TC standard scissors Fig.2, straight, 14 cm |  | 1
12-231-16 | TC Mayo-Lexer scissors, curved, 16 cm |  | 1
12-201-14 | TC Metzenbaum scissors, curved, 14 cm |  | 1
15-201-01 | Overholt-Geissendörfer forceps, curved, 21 cm |  | 4
26-340-15 | Lahey Goitre Seizing forceps, straight, 15 cm |  | 1
35-226-21 | Czerny tenaculum forceps, straight, 20.5 cm |  | 1
15-774-15 | Boys-Allis tissue forceps, straight, 5x6, 15 cm |  | 2
35-204-25 | Schröder uterine tenaculum forceps, 25 cm |  | 2
18-002-20 | Mayo-Hegar TC-needle holder, 20 cm |  | 2
18-012-15 | Crile-Wood TC-needle holder, 15 cm |  | 2
18-004-20 | De Bakey TC-needle holder, 20 cm, | Mayo Hegar delicate | 1
56-112-02 | Needle case perforated, with compartments | 150 x 95 x 13 mm | 1
56-100-65 | Needle case, 62 x 13 mm, insert only |  | 1
51-100-25 | Kidney bowls, 250 x 140 x 40 mm |  | 1
57-005-40 C | SET FOR MAMMA ABLATIO OP, CONTAINER AND BASKET
15-701-27 | Ulrich sponge forceps, curved, 26.5 cm |  | 1
15-801-11 | Backhaus towel forceps, 11 cm |  | 10
10-103-01 | Scalpel handle, standard No. 3 |  | 1
10-104-01 | Scalpel handle, standard No. 4 |  | 2
15-061-12 | Halsted-Mosquito forceps, curved, 12.5 cm |  | 4
15-148-14 | Crile forceps, straight, 14 cm |  | 6
15-703-27 | Gross-Maier sponge forceps, curved, 27 cm |  | 4
15-702-27 | Gross-Maier sponge forceps, straight, 27 cm |  | 2
15-717-26 | Bozemann forceps, S-shape, 26 cm |  | 2
16-056-00 | Farabeuf retractor, set Fig.1&2, 15 cm |  | 1
16-007-03 | Kocher retractor, 3-prongs, blunt, 22 cm |  | 2
16-216-14 | Scalp-Contour self retaining retractor, sharp, | 14 cm | 2
13-208-16 | De Bakey forceps, 2.0 mm, straight, 16 cm |  | 2
13-200-20 | De Bakey forceps, 3.5 mm, straight, 20 cm |  | 1
13-126-14 | Standard dissecting forceps, 3x4, 14 cm |  | 2
13-002-16 | Dressing forceps delicate, straight, 16 cm |  | 2
12-002-14 | TC standard scissors Fig.2, straight, 14 cm |  | 1
12-231-16 | TC Mayo-Lexer scissors, curved, 16 cm |  | 1
12-201-14 | TC Metzenbaum scissors, curved, 14 cm |  | 1
15-201-01 | Overholt-Geissendörfer forceps, curved, 21 cm |  | 4
26-340-15 | Lahey Goitre Seizing forceps, straight, 15 cm |  | 1
35-226-21 | Czerny tenaculum forceps, straight, 20.5 cm |  | 1
15-774-15 | Boys-Allis tissue forceps, straight, 5x6, 15 cm |  | 2
35-204-25 | Schröder uterine tenaculum forceps, 25 cm |  | 2
18-002-20 | Mayo-Hegar TC-needle holder, 20 cm |  | 2
18-012-15 | Crile-Wood TC-needle holder, 15 cm |  | 2
18-004-20 | De Bakey TC-needle holder, 20 cm, | Mayo Hegar delicate | 1
56-112-02 | Needle case perforated, with compartments | 150 x 95 x 13 mm | 1
56-100-65 | Needle case, 62 x 13 mm, insert only |  | 1
51-100-25 | Kidney bowls, 250 x 140 x 40 mm |  | 1
55-110-61 | Container bottom, aluminium, 600 x 272 x 116 mm, | non perforated | 1
55-110-90 | Container lid, aluminium, silver, 585 x 285 mm, | perforated | 1
55-190-05 | Wire basket, 480 x 245 x 50 mm |  | 1
55-820-03 | Identification label, red |  | 1
57-005-42 | SUPPLEMENT SET FOR STRASSMANN OP
35-061-01 | Kristeller specula, flat model, Fig 1, 105 x 26 mm |  | 1
35-061-02 | Kristeller specula, flat model, Fig 2, 105 x 28 mm |  | 1
35-061-03 | Kristeller specula, flat model, Fig 3, 105 x 33 mm |  | 1
35-121-32 | Sims uterine sound, malleable, 32 cm |  | 1
17-771-22 | Payr ligature conductor, curved, 5 mm, 22 cm |  | 1
17-751-25 | Kirschner ligature conductor, 25.5 cm |  | 1
35-100-04 | Hegar uterine dilator Ø 4 mm |  | 1
18-002-20 | Mayo-Hegar TC-needle holder, 20 cm |  | 2
35-100-05 | Hegar uterine dilator Ø 5 mm |  | 1
35-100-06 | Hegar uterine dilator Ø 6 mm |  | 1
35-100-07 | Hegar uterine dilator Ø 7 mm |  | 1
35-100-08 | Hegar uterine dilator Ø 8 mm |  | 1
57-005-42 C | SUPPLEMENT SET FOR STRASSMANN OP, CONTAINER AND BASKET
35-061-01 | Kristeller specula, flat model, Fig 1, 105 x 26 mm |  | 1
35-061-02 | Kristeller specula, flat model, Fig 2, 105 x 28 mm |  | 1
35-061-03 | Kristeller specula, flat model, Fig 3, 105 x 33 mm |  | 1
35-121-32 | Sims uterine sound, malleable, 32 cm |  | 1
17-771-22 | Payr ligature conductor, curved, 5 mm, 22 cm |  | 1
17-751-25 | Kirschner ligature conductor, 25.5 cm |  | 1
35-100-04 | Hegar uterine dilator Ø 4 mm |  | 1
18-002-20 | Mayo-Hegar TC-needle holder, 20 cm |  | 2
35-100-05 | Hegar uterine dilator Ø 5 mm |  | 1
35-100-06 | Hegar uterine dilator Ø 6 mm |  | 1
35-100-07 | Hegar uterine dilator Ø 7 mm |  | 1
35-100-08 | Hegar uterine dilator Ø 8 mm |  | 1
55-310-60 | Container bottom, aluminium, 310 x 272 x 96 mm, | non perforated | 1
55-310-90 | Container lid, aluminium, silver, 295 x 280 mm, | perforated | 1
55-390-05 | Wire basket, 246 x 246 x 50 mm |  | 1
55-820-03 | Identification label, red |  | 1
57-005-44 | SUPPLEMENTS MICRO TUBOPLASTY SET
35-232-25 | Collin uterine seizing forceps, 25 cm |  | 1
11-691-14 | Hepp-Scheidel micro scissors, curved, 14 cm |  | 1
11-690-18 | Micro scissors, straight, sharp, blade 14 mm, | Ø 8 mm, blades serrated, 18 cm | 1
14-061-18 | TC Taylor forceps (bayonet),dressing 18 cm |  | 1
13-144-12 | Micro-Adson forceps, 1x2, 12 cm |  | 1
13-196-15 | Lerche forceps, 5x6, 15 cm |  | 1
17-662-18 | Micro needle holder, without catch, | 11.0 x 0.8 mm, Ø 9 mm, straight, 18 cm | 1
17-661-18 | Micro needle holder, with catch, 11.0 x 0.8 mm, | Ø 9 mm, curved, 18 cm | 1
13-617-07 | Jeweller forceps Fig. 7, 11.5 cm |  | 1
13-610-18 | Micro forceps, round handle Ø 8 mm, | straight, 0.7 x 6.0 mm with platform, 18 cm | 1
57-005-44 C | SUPPLEMENTS MICRO TUBOPLASTY SET, CONTAINER AND BASKET
35-232-25 | Collin uterine seizing forceps, 25 cm |  | 1
11-691-14 | Hepp-Scheidel micro scissors, curved, 14 cm |  | 1
11-690-18 | Micro scissors, straight, sharp, blade 14 mm, | Ø 8 mm, blades serrated, 18 cm | 1
14-061-18 | TC Taylor forceps (bayonet),dressing 18 cm |  | 1
13-144-12 | Micro-Adson forceps, 1x2, 12 cm |  | 1
13-196-15 | Lerche forceps, 5x6, 15 cm |  | 1
17-662-18 | Micro needle holder, without catch, | 11.0 x 0.8 mm, Ø 9 mm, straight, 18 cm | 1
17-661-18 | Micro needle holder, with catch, 11.0 x 0.8 mm, | Ø 9 mm, curved, 18 cm | 1
13-617-07 | Jeweller forceps Fig. 7, 11.5 cm |  | 1
13-610-18 | Micro forceps, round handle Ø 8 mm, | straight, 0.7 x 6.0 mm with platform, 18 cm | 1
55-310-60 | Container bottom, aluminium, 310 x 272 x 96 mm, | non perforated | 1
55-310-90 | Container lid, aluminium, silver, 295 x 280 mm, | perforated | 1
55-390-05 | Wire basket, 246 x 246 x 50 mm |  | 1
55-820-03 | Identification label, red |  | 1
57-005-46 | SUPPLEMENT SET FOR HYSTEROSCOPY
15-703-20 | Gross-Maier sponge forceps, curved, 20 cm |  | 2
15-701-27 | Ulrich sponge forceps, curved, 26.5 cm |  | 1
35-204-25 | Schröder uterine tenaculum forceps, 25 cm |  | 2
35-092-12 | Handle for Scherback specula, 20 cm |  | 1
35-092-10 | Scherback weight, 400 g, 10.5 cm |  | 1
35-092-01 | Scherback blade, 80 x 30 mm |  | 1
35-092-02 | Scherback blade, 85 x 35 mm |  | 1
35-092-03 | Scherback blade, 90 x 40 mm |  | 1
35-092-04 | Scherback blade, 55 x 40 / 60 mm |  | 1
13-000-25 | Standard dressing forceps, straight, 25 cm |  | 1
35-100-02 | Hegar uterine dilator Ø 2 mm |  | 1
35-100-04 | Hegar uterine dilator Ø 4 mm |  | 1
35-510-11 | Recamier uterine curette, sharp, rigid, Fig. 4, | 11 mm, 31 cm | 1
35-510-12 | Recamier uterine curette, sharp, rigid, Fig. 5, | 12 mm, 31 cm | 1
35-121-32 | Sims uterine sound, malleable, 32 cm |  | 1
16-048-02 | Martin retractor, 105 x 27 mm, 25 cm |  | 1
35-100-01 | Hegar uterine dilator Ø 1 mm |  | 1
35-100-03 | Hegar uterine dilator Ø 3 mm |  | 1
35-100-05 | Hegar uterine dilator Ø 5 mm |  | 1
35-100-06 | Hegar uterine dilator Ø 6 mm |  | 1
35-100-07 | Hegar uterine dilator Ø 7 mm |  | 1
57-005-46 C | SUPPLEMENTS SET FOR HYSTEROSCOPY, CONTAINER AND BASKET
15-703-20 | Gross-Maier sponge forceps, curved, 20 cm |  | 2
15-701-27 | Ulrich sponge forceps, curved, 26.5 cm |  | 1
35-204-25 | Schröder uterine tenaculum forceps, 25 cm |  | 2
35-092-12 | Handle for Scherback specula, 20 cm |  | 1
35-092-10 | Scherback weight, 400 g, 10.5 cm |  | 1
35-092-01 | Scherback blade, 80 x 30 mm |  | 1
35-092-02 | Scherback blade, 85 x 35 mm |  | 1
35-092-03 | Scherback blade, 90 x 40 mm |  | 1
35-092-04 | Scherback blade, 55 x 40 / 60 mm |  | 1
13-000-25 | Standard dressing forceps, straight, 25 cm |  | 1
35-100-02 | Hegar uterine dilator Ø 2 mm |  | 1
35-100-04 | Hegar uterine dilator Ø 4 mm |  | 1
35-510-11 | Recamier uterine curette, sharp, rigid, Fig. 4, | 11 mm, 31 cm | 1
35-510-12 | Recamier uterine curette, sharp, rigid, Fig. 5, | 12 mm, 31 cm | 1
35-121-32 | Sims uterine sound, malleable, 32 cm |  | 1
16-048-02 | Martin retractor, 105 x 27 mm, 25 cm |  | 1
35-100-01 | Hegar uterine dilator Ø 1 mm |  | 1
35-100-03 | Hegar uterine dilator Ø 3 mm |  | 1
35-100-05 | Hegar uterine dilator Ø 5 mm |  | 1
35-100-06 | Hegar uterine dilator Ø 6 mm |  | 1
35-100-07 | Hegar uterine dilator Ø 7 mm |  | 1
55-210-60 | Container bottom, aluminium, 475 x 272 x 96 mm, | non perforated | 1
55-210-90 | Container lid, aluminium, silver, 460 x 285 mm, | perforated | 1
55-290-05 | Wire basket, 405 x 245 x 50 mm |  | 1
55-820-03 | Identification label, red |  | 1
57-005-48 | REMOVAL OF A BARTHOLIN'S CYSTE
15-801-11 | Backhaus towel forceps, 11 cm |  | 4
15-702-22 | Gross-Maier sponge forceps, straight, 22 cm |  | 1
15-048-14 | Crile forceps, straight, 14 cm |  | 4
15-148-14 | Crile forceps, straight, 14 cm |  | 4
15-160-12 | Halsted-Mosquito forceps, straight, 1x2, 12 cm |  | 4
13-000-16 | Standard dressing forceps, straight, 16 cm |  | 1
13-000-20 | Standard dressing forceps, straight, 20 cm |  | 1
13-100-16 | Dissecting forceps 1x2, 16 cm |  | 1
13-102-14 | Dissecting forceps 1x2, delicate, 14 cm |  | 1
15-736-18 | Förster-Ballenger forceps, straight, 18 cm |  | 1
12-233-16 | TC Lexer scissors, curved, 16 cm |  | 1
11-002-14 | Surgical scissors, Fig. 2, straight, 14 cm, | sharp/blunt | 1
18-004-20 | De Bakey TC-needle holder, 20 cm, | Mayo Hegar delicate | 1
57-005-48 C | REMOVAL OF A BARTHOLIN'S CYSTE, CONTAINER AND BASKET
15-801-11 | Backhaus towel forceps, 11 cm |  | 4
15-702-22 | Gross-Maier sponge forceps, straight, 22 cm |  | 1
15-048-14 | Crile forceps, straight, 14 cm |  | 4
15-148-14 | Crile forceps, straight, 14 cm |  | 4
15-160-12 | Halsted-Mosquito forceps, straight, 1x2, 12 cm |  | 4
13-000-16 | Standard dressing forceps, straight, 16 cm |  | 1
13-000-20 | Standard dressing forceps, straight, 20 cm |  | 1
13-100-16 | Dissecting forceps 1x2, 16 cm |  | 1
13-102-14 | Dissecting forceps 1x2, delicate, 14 cm |  | 1
15-736-18 | Förster-Ballenger forceps, straight, 18 cm |  | 1
12-233-16 | TC Lexer scissors, curved, 16 cm |  | 1
11-002-14 | Surgical scissors, Fig. 2, straight, 14 cm, | sharp/blunt | 1
18-004-20 | De Bakey TC-needle holder, 20 cm, | Mayo Hegar delicate | 1
55-310-60 | Container bottom, aluminium, 310 x 272 x 96 mm, | non perforated | 1
55-310-90 | Container lid, aluminium, silver, 295 x 280 mm, | perforated | 1
55-390-05 | Wire basket, 246 x 246 x 50 mm |  | 1
55-820-03 | Identification label, red |  | 1
57-005-50 | SUPPLEMENT SET FOR MAMMA VESSELS OP
17-731-21 | Deschamps ligature needle, left, blunt, 21 cm |  | 1
17-733-21 | Deschamps ligature needle, right, blunt, 21 cm |  | 1
15-647-20 | Satinsky-De Bakey clamp, curved, 20 cm |  | 2
15-577-17 | Derra atrauma clamp, S-shape, 17 cm |  | 2
15-611-19 | Leland-Jones atrauma clamp, angled, 18.5 cm |  | 2
15-611-20 | Leland-Jones atrauma clamp, angled, 19.5 cm |  | 2
13-208-24 | De Bakey forceps, 2.0 mm, straight, 24 cm |  | 2
13-210-16 | De Bakey forceps, 1.5 mm, straight, 16 cm |  | 2
13-208-16 | De Bakey forceps, 2.0 mm, straight, 16 cm |  | 2
12-201-18 | TC Metzenbaum scissors, curved, 18 cm |  | 1
15-711-17 | Martin Foreign body forceps, curved, 17 cm |  | 2
18-020-18 | Sarot TC-needle holder, 18 cm |  | 1
57-005-50 C | SUPPLEMENT SET FOR MAMMA VESSELS OP, CONTAINER AND BASKET
17-731-21 | Deschamps ligature needle, left, blunt, 21 cm |  | 1
17-733-21 | Deschamps ligature needle, right, blunt, 21 cm |  | 1
15-647-20 | Satinsky-De Bakey clamp, curved, 20 cm |  | 2
15-577-17 | Derra atrauma clamp, S-shape, 17 cm |  | 2
15-611-19 | Leland-Jones atrauma clamp, angled, 18.5 cm |  | 2
15-611-20 | Leland-Jones atrauma clamp, angled, 19.5 cm |  | 2
13-208-24 | De Bakey forceps, 2.0 mm, straight, 24 cm |  | 2
13-210-16 | De Bakey forceps, 1.5 mm, straight, 16 cm |  | 2
13-208-16 | De Bakey forceps, 2.0 mm, straight, 16 cm |  | 2
12-201-18 | TC Metzenbaum scissors, curved, 18 cm |  | 1
15-711-17 | Martin Foreign body forceps, curved, 17 cm |  | 2
18-020-18 | Sarot TC-needle holder, 18 cm |  | 1
55-310-60 | Container bottom, aluminium, 310 x 272 x 96 mm, | non perforated | 1
55-310-90 | Container lid, aluminium, silver, 295 x 280 mm, | perforated | 1
55-390-05 | Wire basket, 246 x 246 x 50 mm |  | 1
55-820-03 | Identification label, red |  | 1
57-005-52 | SUPPLEMENTS SET FOR VULVECTOMY
15-100-16 | Ochsner-Kocher forceps, straight, 16 cm |  | 10
15-596-18 | Bainbridge atrauma clamp, straight, 18.5 cm |  | 2
15-577-17 | Derra atrauma clamp, S-shape, 17 cm |  | 2
15-584-21 | Potts atrauma clamp, straight, 21.5 cm |  | 2
15-603-22 | Glover atrauma clamp, S-shape, 22 cm |  | 2
15-110-14 | Kocher forceps, delicate, straight, 14 cm |  | 6
18-004-18 | De Bakey TC-needle holder, 18 cm, | Mayo Hegar delicate | 1
57-005-52 C | SUPPLEMENTS SET FOR VULVECTOMY, CONTAINER AND BASKET
15-100-16 | Ochsner-Kocher forceps, straight, 16 cm |  | 10
15-596-18 | Bainbridge atrauma clamp, straight, 18.5 cm |  | 2
15-577-17 | Derra atrauma clamp, S-shape, 17 cm |  | 2
15-584-21 | Potts atrauma clamp, straight, 21.5 cm |  | 2
15-603-22 | Glover atrauma clamp, S-shape, 22 cm |  | 2
15-110-14 | Kocher forceps, delicate, straight, 14 cm |  | 6
18-004-18 | De Bakey TC-needle holder, 18 cm, | Mayo Hegar delicate | 1
55-510-61 | Container bottom, aluminium, 320 x 186 x 59 mm, | non perforated - for Special container | 1
55-510-90 | Container lid, aluminium, silver, 325 x 192 mm, | perforated - for Special container | 1
55-525-05 | Stainless steel tray 275 x 175 x 45mm, without lid |  | 1
55-820-03 | Identification label, red |  | 1
57-005-54 | INSEMINATIONS SET
35-007-01 | Cusco vaginal specula, swiss, Fig. 1, 80 x 22 mm |  | 1
35-007-02 | Cusco vaginal specula, swiss, Fig. 2, 100 x 25 mm |  | 1
35-007-03 | Cusco vaginal specula, swiss, Fig. 3, 105 x 27 mm |  | 1
15-703-20 | Gross-Maier sponge forceps, curved, 20 cm |  | 2
57-005-54 C | INSEMINATIONS SET, CONTAINET AND BASKET
35-007-01 | Cusco vaginal specula, swiss, Fig. 1, 80 x 22 mm |  | 1
35-007-02 | Cusco vaginal specula, swiss, Fig. 2, 100 x 25 mm |  | 1
35-007-03 | Cusco vaginal specula, swiss, Fig. 3, 105 x 27 mm |  | 1
15-703-20 | Gross-Maier sponge forceps, curved, 20 cm |  | 2
55-510-61 | Container bottom, aluminium, 320 x 186 x 59 mm, | non perforated - for Special container | 1
55-510-90 | Container lid, aluminium, silver, 325 x 192 mm, | perforated - for Special container | 1
55-525-05 | Stainless steel tray 275 x 175 x 45mm, without lid |  | 1
55-820-03 | Identification label, red |  | 1
57-005-56 | VACUUM CURETTAGE SET
15-701-27 | Ulrich sponge forceps, curved, 26.5 cm |  | 1
15-703-20 | Gross-Maier sponge forceps, curved, 20 cm |  | 2
35-030-03 | Kristeller specula, set, Fig. 3, 90x36mm /100x32mm |  | 1
35-309-08 | Vacuum curette, Ø 8 mm |  | 1
35-309-10 | Vacuum curette, Ø 10 mm |  | 1
35-309-12 | Vacuum curette, Ø 12 mm |  | 1
35-309-14 | Vacuum curette, Ø 14 mm |  | 1
35-309-50 | Coupling connection for suction curettes |  | 1
35-100-04 | Hegar uterine dilator Ø 4 mm |  | 1
35-105-04 | Hegar uterine dilator Ø 4.5 mm |  | 1
35-105-05 | Hegar uterine dilator Ø 5.5 mm |  | 1
35-105-06 | Hegar uterine dilator Ø 6.5 mm |  | 1
35-105-07 | Hegar uterine dilator Ø 7.5 mm |  | 1
35-105-08 | Hegar uterine dilator Ø 8.5 mm |  | 1
35-100-09 | Hegar uterine dilator Ø 9 mm |  | 1
35-105-09 | Hegar uterine dilator Ø 9.5 mm |  | 1
35-100-10 | Hegar uterine dilator Ø 10 mm |  | 1
35-105-10 | Hegar uterine dilator Ø 10.5 mm |  | 1
35-100-11 | Hegar uterine dilator Ø 11 mm |  | 1
35-105-11 | Hegar uterine dilator Ø 11.5 mm |  | 1
35-100-12 | Hegar uterine dilator Ø 12 mm |  | 1
35-105-12 | Hegar uterine dilator Ø 12.5 mm |  | 1
35-100-13 | Hegar uterine dilator Ø 13 mm |  | 1
35-105-13 | Hegar uterine dilator Ø 13.5 mm |  | 1
35-100-15 | Hegar uterine dilator Ø 15 mm |  | 1
15-702-20 | Gross-Maier sponge forceps, straight, 20 cm |  | 2
35-204-25 | Schröder uterine tenaculum forceps, 25 cm |  | 2
13-000-20 | Standard dressing forceps, straight, 20 cm |  | 1
13-100-20 | Dissecting forceps 1x2, 20 cm |  | 1
35-750-03 | Winter ovum forceps, Fig. 3, straight, 28 cm |  | 1
35-100-05 | Hegar uterine dilator Ø 5 mm |  | 1
35-100-06 | Hegar uterine dilator Ø 6 mm |  | 1
35-100-07 | Hegar uterine dilator Ø 7 mm |  | 1
35-100-08 | Hegar uterine dilator Ø 8 mm |  | 1
35-100-14 | Hegar uterine dilator Ø 14 mm |  | 1
35-105-14 | Hegar uterine dilator Ø 14.5 mm |  | 1
57-005-56 C | VACUUM CURETTAGE SET, CONTAINER AND BASKET
15-701-27 | Ulrich sponge forceps, curved, 26.5 cm |  | 1
15-703-20 | Gross-Maier sponge forceps, curved, 20 cm |  | 2
35-030-03 | Kristeller specula, set, Fig. 3, 90x36mm /100x32mm |  | 1
35-309-08 | Vacuum curette, Ø 8 mm |  | 1
35-309-10 | Vacuum curette, Ø 10 mm |  | 1
35-309-12 | Vacuum curette, Ø 12 mm |  | 1
35-309-14 | Vacuum curette, Ø 14 mm |  | 1
35-309-50 | Coupling connection for suction curettes |  | 1
35-100-04 | Hegar uterine dilator Ø 4 mm |  | 1
35-105-04 | Hegar uterine dilator Ø 4.5 mm |  | 1
35-105-05 | Hegar uterine dilator Ø 5.5 mm |  | 1
35-105-06 | Hegar uterine dilator Ø 6.5 mm |  | 1
35-105-07 | Hegar uterine dilator Ø 7.5 mm |  | 1
35-105-08 | Hegar uterine dilator Ø 8.5 mm |  | 1
35-100-09 | Hegar uterine dilator Ø 9 mm |  | 1
35-105-09 | Hegar uterine dilator Ø 9.5 mm |  | 1
35-100-10 | Hegar uterine dilator Ø 10 mm |  | 1
35-105-10 | Hegar uterine dilator Ø 10.5 mm |  | 1
35-100-11 | Hegar uterine dilator Ø 11 mm |  | 1
35-105-11 | Hegar uterine dilator Ø 11.5 mm |  | 1
35-100-12 | Hegar uterine dilator Ø 12 mm |  | 1
35-105-12 | Hegar uterine dilator Ø 12.5 mm |  | 1
35-100-13 | Hegar uterine dilator Ø 13 mm |  | 1
35-105-13 | Hegar uterine dilator Ø 13.5 mm |  | 1
35-100-15 | Hegar uterine dilator Ø 15 mm |  | 1
15-702-20 | Gross-Maier sponge forceps, straight, 20 cm |  | 2
35-204-25 | Schröder uterine tenaculum forceps, 25 cm |  | 2
13-000-20 | Standard dressing forceps, straight, 20 cm |  | 1
13-100-20 | Dissecting forceps 1x2, 20 cm |  | 1
35-750-03 | Winter ovum forceps, Fig. 3, straight, 28 cm |  | 1
35-100-05 | Hegar uterine dilator Ø 5 mm |  | 1
35-100-06 | Hegar uterine dilator Ø 6 mm |  | 1
35-100-07 | Hegar uterine dilator Ø 7 mm |  | 1
35-100-08 | Hegar uterine dilator Ø 8 mm |  | 1
35-100-14 | Hegar uterine dilator Ø 14 mm |  | 1
35-105-14 | Hegar uterine dilator Ø 14.5 mm |  | 1
55-110-60 | Container bottom, aluminium, 600 x 272 x 96 mm, | non perforated | 1
55-110-90 | Container lid, aluminium, silver, 585 x 285 mm, | perforated | 1
55-190-05 | Wire basket, 480 x 245 x 50 mm |  | 1
55-820-03 | Identification label, red |  | 1
57-005-58 | MAMMA BIOPSY SET
15-701-27 | Ulrich sponge forceps, curved, 26.5 cm |  | 1
15-703-20 | Gross-Maier sponge forceps, curved, 20 cm |  | 2
15-801-11 | Backhaus towel forceps, 11 cm |  | 8
10-103-01 | Scalpel handle, standard No. 3 |  | 1
10-104-01 | Scalpel handle, standard No. 4 |  | 1
15-027-18 | Halsted-Mosquito forceps, curved, 18 cm |  | 4
16-120-04 | Trachea hook, sharp, 4-prongs, 16 cm |  | 2
13-000-14 | Standard dressing forceps, straight, 14.5 cm |  | 2
13-100-14 | Dissecting forceps 1x2, 14.5 cm |  | 2
35-228-03 | Braun tenaculum forceps, 4 x 4 teeth, straight, | 15.5 cm | 2
12-211-14 | TC Metzenbaum scissors, delicate, curved, 14 cm |  | 2
18-002-20 | Mayo-Hegar TC-needle holder, 20 cm |  | 2
56-100-65 | Needle case, 62 x 13 mm, insert only |  | 1
51-100-25 | Kidney bowls, 250 x 140 x 40 mm |  | 1
18-012-15 | Crile-Wood TC-needle holder, 15 cm |  | 1
12-201-14 | TC Metzenbaum scissors, curved, 14 cm |  | 1
12-731-17 W | TC Mayo ligature scissors, curved, 17 cm W |  | 1
57-005-58 C | MAMMA BIOPSY SET, CONTAINER AND BASKET
15-701-27 | Ulrich sponge forceps, curved, 26.5 cm |  | 1
15-703-20 | Gross-Maier sponge forceps, curved, 20 cm |  | 2
15-801-11 | Backhaus towel forceps, 11 cm |  | 8
10-103-01 | Scalpel handle, standard No. 3 |  | 1
10-104-01 | Scalpel handle, standard No. 4 |  | 1
15-027-18 | Halsted-Mosquito forceps, curved, 18 cm |  | 4
16-120-04 | Trachea hook, sharp, 4-prongs, 16 cm |  | 2
13-000-14 | Standard dressing forceps, straight, 14.5 cm |  | 2
13-100-14 | Dissecting forceps 1x2, 14.5 cm |  | 2
35-228-03 | Braun tenaculum forceps, 4 x 4 teeth, straight, | 15.5 cm | 2
12-211-14 | TC Metzenbaum scissors, delicate, curved, 14 cm |  | 2
18-002-20 | Mayo-Hegar TC-needle holder, 20 cm |  | 2
56-100-65 | Needle case, 62 x 13 mm, insert only |  | 1
51-100-25 | Kidney bowls, 250 x 140 x 40 mm |  | 1
18-012-15 | Crile-Wood TC-needle holder, 15 cm |  | 1
12-201-14 | TC Metzenbaum scissors, curved, 14 cm |  | 1
12-731-17 W | TC Mayo ligature scissors, curved, 17 cm W |  | 1
55-210-60 | Container bottom, aluminium, 475 x 272 x 96 mm, | non perforated | 1
55-210-90 | Container lid, aluminium, silver, 460 x 285 mm, | perforated | 1
55-290-05 | Wire basket, 405 x 245 x 50 mm |  | 1
55-820-03 | Identification label, red |  | 1
57-005-60 | FIMBRIECTOMY SET
15-703-20 | Gross-Maier sponge forceps, curved, 20 cm |  | 4
15-701-27 | Ulrich sponge forceps, curved, 26.5 cm |  | 1
10-104-01 | Scalpel handle, standard No. 4 |  | 1
10-103-01 | Scalpel handle, standard No. 3 |  | 1
15-801-11 | Backhaus towel forceps, 11 cm |  | 10
15-100-14 | Ochsner-Kocher forceps, straight, 14 cm |  | 8
15-248-24 | Sarot forceps, straight, 24 cm |  | 6
15-126-21 | Halsted-Mosquito forceps, straight, 21 cm |  | 2
15-305-25 | Wertheim forceps, curved, 25 cm |  | 1
35-204-25 | Schröder uterine tenaculum forceps, 25 cm |  | 2
35-120-32 | Sims uterine sound, rigid, 32 cm |  | 1
13-208-24 | De Bakey forceps, 2.0 mm, straight, 24 cm |  | 1
13-106-25 | Waugh forceps, 1x2, straight, 25 cm |  | 1
13-100-20 | Dissecting forceps 1x2, 20 cm |  | 1
13-100-14 | Dissecting forceps 1x2, 14.5 cm |  | 2
13-000-14 | Standard dressing forceps, straight, 14.5 cm |  | 1
12-201-25 | TC Metzenbaum scissors, curved, 25 cm |  | 1
11-002-14 | Surgical scissors, Fig. 2, straight, 14 cm, | sharp/blunt | 1
11-003-14 | Surgical scissors, Fig. 2, curved, 14 cm, | sharp/blunt | 1
18-041-24 | Bozemann TC-needle holder, 24 cm |  | 2
18-002-20 | Mayo-Hegar TC-needle holder, 20 cm |  | 2
56-112-02 | Needle case perforated, with compartments | 150 x 95 x 13 mm | 1
56-100-65 | Needle case, 62 x 13 mm, insert only |  | 1
51-100-25 | Kidney bowls, 250 x 140 x 40 mm |  | 1
12-731-17 W | TC Mayo ligature scissors, curved, 17 cm W |  | 1
18-012-15 | Crile-Wood TC-needle holder, 15 cm |  | 2
35-091-00 | Scherback vaginal specula set, complete with | handle, weight 400 g and 5 valves 35-092-01 - | 1
12-731-23 W | TC Mayo ligature scissors, curved, 23 cm W |  | 1
57-005-60 C | FIMBRIECTOMY SET, CONTAINER AND BASKET
15-703-20 | Gross-Maier sponge forceps, curved, 20 cm |  | 4
15-701-27 | Ulrich sponge forceps, curved, 26.5 cm |  | 1
10-104-01 | Scalpel handle, standard No. 4 |  | 1
10-103-01 | Scalpel handle, standard No. 3 |  | 1
15-801-11 | Backhaus towel forceps, 11 cm |  | 10
15-100-14 | Ochsner-Kocher forceps, straight, 14 cm |  | 8
15-248-24 | Sarot forceps, straight, 24 cm |  | 6
15-126-21 | Halsted-Mosquito forceps, straight, 21 cm |  | 2
15-305-25 | Wertheim forceps, curved, 25 cm |  | 1
35-204-25 | Schröder uterine tenaculum forceps, 25 cm |  | 2
35-120-32 | Sims uterine sound, rigid, 32 cm |  | 1
13-208-24 | De Bakey forceps, 2.0 mm, straight, 24 cm |  | 1
13-106-25 | Waugh forceps, 1x2, straight, 25 cm |  | 1
13-100-20 | Dissecting forceps 1x2, 20 cm |  | 1
13-100-14 | Dissecting forceps 1x2, 14.5 cm |  | 2
13-000-14 | Standard dressing forceps, straight, 14.5 cm |  | 1
12-201-25 | TC Metzenbaum scissors, curved, 25 cm |  | 1
11-002-14 | Surgical scissors, Fig. 2, straight, 14 cm, | sharp/blunt | 1
11-003-14 | Surgical scissors, Fig. 2, curved, 14 cm, | sharp/blunt | 1
18-041-24 | Bozemann TC-needle holder, 24 cm |  | 2
18-002-20 | Mayo-Hegar TC-needle holder, 20 cm |  | 2
56-112-02 | Needle case perforated, with compartments | 150 x 95 x 13 mm | 1
56-100-65 | Needle case, 62 x 13 mm, insert only |  | 1
51-100-25 | Kidney bowls, 250 x 140 x 40 mm |  | 1
12-731-17 W | TC Mayo ligature scissors, curved, 17 cm W |  | 1
18-012-15 | Crile-Wood TC-needle holder, 15 cm |  | 2
35-091-00 | Scherback vaginal specula set, complete with | handle, weight 400 g and 5 valves 35-092-01 - | 1
12-731-23 W | TC Mayo ligature scissors, curved, 23 cm W |  | 1
55-110-60 | Container bottom, aluminium, 600 x 272 x 96 mm, | non perforated | 1
55-110-90 | Container lid, aluminium, silver, 585 x 285 mm, | perforated | 1
55-190-05 | Wire basket, 480 x 245 x 50 mm |  | 1
55-820-03 | Identification label, red |  | 1
57-005-62 | DELIVERY REPARATION SET
35-030-01 | Kristeller specula, set, Fig. 1, 70x27mm / 75x23mm |  | 1
15-703-20 | Gross-Maier sponge forceps, curved, 20 cm |  | 2
57-005-64 | DELIVERY ROOM
10-010-02 | Pinard Stethoscope, aluminium, 15 cm |  | 1
35-701-34 | Martin pelvimeter, 34 cm |  | 1
57-005-66 | INSTRUMENT SET FOR PREPARATION
35-701-34 | Martin pelvimeter, 34 cm |  | 1
10-010-02 | Pinard Stethoscope, aluminium, 15 cm |  | 1
51-100-25 | Kidney bowls, 250 x 140 x 40 mm |  | 3
48-007-20 | Lister bandage scissors, 20 cm |  | 1
15-703-20 | Gross-Maier sponge forceps, curved, 20 cm |  | 2
10-390-00 | Razor, both sides concave |  | 1
57-005-66 C | INSTRUMENT SET FOR PREPARATION, CONTAINER AND BASKET
35-701-34 | Martin pelvimeter, 34 cm |  | 1
10-010-02 | Pinard Stethoscope, aluminium, 15 cm |  | 1
51-100-25 | Kidney bowls, 250 x 140 x 40 mm |  | 3
48-007-20 | Lister bandage scissors, 20 cm |  | 1
15-703-20 | Gross-Maier sponge forceps, curved, 20 cm |  | 2
10-390-00 | Razor, both sides concave |  | 1
55-210-60 | Container bottom, aluminium, 475 x 272 x 96 mm, | non perforated | 1
55-210-90 | Container lid, aluminium, silver, 460 x 285 mm, | perforated | 1
55-290-05 | Wire basket, 405 x 245 x 50 mm |  | 1
55-820-03 | Identification label, red |  | 1
57-005-68 | DELIVERY ROOM CURETTAGE SET
35-082-02 | Doyen specula, slightly concave, 85 x 35 mm |  | 1
35-083-02 | Doyen specula, slightly concave, 85 x 45 mm |  | 1
15-730-21 | Heywood-Smith forceps, straight, 20.5 cm |  | 1
35-520-35 | Sims uterine curette, blunt, rigid, Fig. 15, 35 mm | 31 cm | 1
35-510-25 | Recamier uterine curette, sharp, rigid, Fig. 13, | 25 mm, 31 cm | 1
35-520-25 | Sims uterine curette, blunt, rigid, Fig. 13, 25 mm | 31 cm | 1
57-005-68 C | DELIVERY ROOM CURETTAGE SET, CONTAINER AND BASKET
35-082-02 | Doyen specula, slightly concave, 85 x 35 mm |  | 1
35-083-02 | Doyen specula, slightly concave, 85 x 45 mm |  | 1
15-730-21 | Heywood-Smith forceps, straight, 20.5 cm |  | 1
35-520-35 | Sims uterine curette, blunt, rigid, Fig. 15, 35 mm | 31 cm | 1
35-510-25 | Recamier uterine curette, sharp, rigid, Fig. 13, | 25 mm, 31 cm | 1
35-520-25 | Sims uterine curette, blunt, rigid, Fig. 13, 25 mm | 31 cm | 1
55-210-60 | Container bottom, aluminium, 475 x 272 x 96 mm, | non perforated | 1
55-210-90 | Container lid, aluminium, silver, 460 x 285 mm, | perforated | 1
55-290-05 | Wire basket, 405 x 245 x 50 mm |  | 1
55-820-03 | Identification label, red |  | 1
57-005-70 | UMBILICAL VEIN SET
11-440-11 | Iris scissors (M), straight, 11 cm |  | 1
11-011-12 | Surgical scissors curved, delicate, Fig.1, 12 cm | blunt/blunt | 1
15-060-12 | Halsted-Mosquito forceps, straight, 12.5 cm |  | 1
15-160-12 | Halsted-Mosquito forceps, straight, 1x2, 12 cm |  | 1
10-609-02 | Bowman probe, German silver Fig. 1/2 |  | 1
10-609-01 | Bowman probe, German silver Fig. 00/0 |  | 1
13-034-10 | Graefe forceps, straight, 1.0 mm, 10 cm |  | 1
13-134-10 | Graefe forceps, straight, 1.0 mm, 10 cm, 1x2 teeth |  | 1
57-005-70 C | UMBILICAL VEIN SET, CONTAINER AND BASKET
11-440-11 | Iris scissors (M), straight, 11 cm |  | 1
11-011-12 | Surgical scissors curved, delicate, Fig.1, 12 cm | blunt/blunt | 1
15-060-12 | Halsted-Mosquito forceps, straight, 12.5 cm |  | 1
15-160-12 | Halsted-Mosquito forceps, straight, 1x2, 12 cm |  | 1
10-609-02 | Bowman probe, German silver Fig. 1/2 |  | 1
10-609-01 | Bowman probe, German silver Fig. 00/0 |  | 1
13-034-10 | Graefe forceps, straight, 1.0 mm, 10 cm |  | 1
13-134-10 | Graefe forceps, straight, 1.0 mm, 10 cm, 1x2 teeth |  | 1
55-510-61 | Container bottom, aluminium, 320 x 186 x 59 mm, | non perforated - for Special container | 1
55-510-90 | Container lid, aluminium, silver, 325 x 192 mm, | perforated - for Special container | 1
55-525-05 | Stainless steel tray 275 x 175 x 45mm, without lid |  | 1
55-820-03 | Identification label, red |  | 1
57-005-72 | CERVIX SUTURE SET
35-220-06 | Museux tenaculum forceps, 6 mm, straight, 24 cm |  | 3
15-000-24 | Pean forceps, straight, 24 cm |  | 3
18-041-24 | Bozemann TC-needle holder, 24 cm |  | 1
35-070-12 | Kallmorgen specula, Fig. 2, 90 x 40 mm |  | 1
35-087-30 | Breisky specula, 100 x 30 mm |  | 1
35-087-35 | Breisky specula, 100 x 35 mm |  | 1
35-087-40 | Breisky specula, 100 x 40 mm |  | 1
13-100-25 | Dissecting forceps 1x2, 25 cm |  | 1
13-000-25 | Standard dressing forceps, straight, 25 cm |  | 1
11-201-20 | Metzenbaum scissors, curved, Fig. 1, 20 cm |  | 1
15-703-20 | Gross-Maier sponge forceps, curved, 20 cm |  | 2
57-005-72 C | CERVIX SUTURE SET, CONTAINER AND BASKET
35-220-06 | Museux tenaculum forceps, 6 mm, straight, 24 cm |  | 3
15-000-24 | Pean forceps, straight, 24 cm |  | 3
18-041-24 | Bozemann TC-needle holder, 24 cm |  | 1
35-070-12 | Kallmorgen specula, Fig. 2, 90 x 40 mm |  | 1
35-087-30 | Breisky specula, 100 x 30 mm |  | 1
35-087-35 | Breisky specula, 100 x 35 mm |  | 1
35-087-40 | Breisky specula, 100 x 40 mm |  | 1
13-100-25 | Dissecting forceps 1x2, 25 cm |  | 1
13-000-25 | Standard dressing forceps, straight, 25 cm |  | 1
11-201-20 | Metzenbaum scissors, curved, Fig. 1, 20 cm |  | 1
15-703-20 | Gross-Maier sponge forceps, curved, 20 cm |  | 2
55-210-60 | Container bottom, aluminium, 475 x 272 x 96 mm, | non perforated | 1
55-210-90 | Container lid, aluminium, silver, 460 x 285 mm, | perforated | 1
55-290-05 | Wire basket, 405 x 245 x 50 mm |  | 1
55-820-03 | Identification label, red |  | 1
57-005-74 | OBSTETRICS SET - PERINEAL PROTECTION
11-139-22 | Braun-Stadler episiotomy scissors, 22 cm |  | 1
11-145-16 | Schumacher umbilical cord scissors, 16 cm |  | 1
15-000-14 | Pean forceps, straight, 14 cm |  | 2
15-000-20 | Pean forceps, straight, 20 cm |  | 2
57-005-74 C | OBSTETRICS SET - PERINEAL PROTECTION, CONTAINER AND BASKET
11-139-22 | Braun-Stadler episiotomy scissors, 22 cm |  | 1
11-145-16 | Schumacher umbilical cord scissors, 16 cm |  | 1
15-000-14 | Pean forceps, straight, 14 cm |  | 2
15-000-20 | Pean forceps, straight, 20 cm |  | 2
55-510-61 | Container bottom, aluminium, 320 x 186 x 59 mm, | non perforated - for Special container | 1
55-510-90 | Container lid, aluminium, silver, 325 x 192 mm, | perforated - for Special container | 1
55-525-05 | Stainless steel tray 275 x 175 x 45mm, without lid |  | 1
55-820-03 | Identification label, red |  | 1
57-005-76 | CERCLAGE FOR INITIAL INCISION
15-701-27 | Ulrich sponge forceps, curved, 26.5 cm |  | 1
35-040-02 | Kristeller specula, set, Fig. 0, 105 x 21 mm / | 110 x 17 mm | 1
35-050-02 | Kristeller specula, set, Fig. 2, 110 x 30 mm / | 115 x 26 mm | 1
35-050-03 | Kristeller specula, set, Fig. 3 110 x 36 mm / | 115 x 32 mm | 1
15-100-22 | Ochsner-Kocher forceps, straight, 22 cm |  | 1
12-121-23 | TC Sims scissors Fig. 1, curved, 23 cm |  | 1
13-100-20 | Dissecting forceps 1x2, 20 cm |  | 1
57-005-76 C | CERCLAGE FOR INITIAL INCISION, CONTAINER AND BASKET
15-701-27 | Ulrich sponge forceps, curved, 26.5 cm |  | 1
35-040-02 | Kristeller specula, set, Fig. 0, 105 x 21 mm / | 110 x 17 mm | 1
35-050-02 | Kristeller specula, set, Fig. 2, 110 x 30 mm / | 115 x 26 mm | 1
35-050-03 | Kristeller specula, set, Fig. 3 110 x 36 mm / | 115 x 32 mm | 1
15-100-22 | Ochsner-Kocher forceps, straight, 22 cm |  | 1
12-121-23 | TC Sims scissors Fig. 1, curved, 23 cm |  | 1
13-100-20 | Dissecting forceps 1x2, 20 cm |  | 1
55-510-61 | Container bottom, aluminium, 320 x 186 x 59 mm, | non perforated - for Special container | 1
55-510-90 | Container lid, aluminium, silver, 325 x 192 mm, | perforated - for Special container | 1
55-525-05 | Stainless steel tray 275 x 175 x 45mm, without lid |  | 1
55-820-03 | Identification label, red |  | 1
57-005-78 | HYMENECTOMY SET
15-736-20 | Förster-Ballenger forceps, straight, 20 cm |  | 2
15-801-13 | Backhaus towel forceps, 13 cm |  | 6
10-103-01 | Scalpel handle, standard No. 3 |  | 1
12-160-17 | TC Mayo scissors, straight, 17 cm |  | 1
12-201-18 | TC Metzenbaum scissors, curved, 18 cm |  | 1
15-766-15 | Allis tissue forceps, 5x6, straight, 15 cm |  | 3
15-060-12 | Halsted-Mosquito forceps, straight, 12.5 cm |  | 2
15-001-16 | Pean forceps, curved, 16 cm |  | 2
18-002-16 | Mayo-Hegar TC-needle holder, 16 cm |  | 1
57-005-78 C | HYMENECTOMY SET, CONTAINER AND BASKET
15-736-20 | Förster-Ballenger forceps, straight, 20 cm |  | 2
15-801-13 | Backhaus towel forceps, 13 cm |  | 6
10-103-01 | Scalpel handle, standard No. 3 |  | 1
12-160-17 | TC Mayo scissors, straight, 17 cm |  | 1
12-201-18 | TC Metzenbaum scissors, curved, 18 cm |  | 1
15-766-15 | Allis tissue forceps, 5x6, straight, 15 cm |  | 3
15-060-12 | Halsted-Mosquito forceps, straight, 12.5 cm |  | 2
15-001-16 | Pean forceps, curved, 16 cm |  | 2
18-002-16 | Mayo-Hegar TC-needle holder, 16 cm |  | 1
55-510-61 | Container bottom, aluminium, 320 x 186 x 59 mm, | non perforated - for Special container | 1
55-510-90 | Container lid, aluminium, silver, 325 x 192 mm, | perforated - for Special container | 1
55-525-05 | Stainless steel tray 275 x 175 x 45mm, without lid |  | 1
55-820-03 | Identification label, red |  | 1
57-005-80 | ANTERIOR AND POSTERIOR COLPORRHAPHY SET
35-094-00 | Weissbarth specula, 80 x 42 mm, with removable | strainer and perforated bottom | 1
35-060-02 | Kristeller specula, flat model, set, Fig. 2, | 105 x 28 mm / 115 x 24 mm | 1
13-100-25 | Dissecting forceps 1x2, 25 cm |  | 1
15-703-27 | Gross-Maier sponge forceps, curved, 27 cm |  | 1
35-121-32 | Sims uterine sound, malleable, 32 cm |  | 1
35-204-25 | Schröder uterine tenaculum forceps, 25 cm |  | 6
35-100-03 | Hegar uterine dilator Ø 3 mm |  | 1
35-100-04 | Hegar uterine dilator Ø 4 mm |  | 1
35-100-05 | Hegar uterine dilator Ø 5 mm |  | 1
35-100-06 | Hegar uterine dilator Ø 6 mm |  | 1
35-100-07 | Hegar uterine dilator Ø 7 mm |  | 1
35-100-08 | Hegar uterine dilator Ø 8 mm |  | 1
35-100-09 | Hegar uterine dilator Ø 9 mm |  | 1
35-100-10 | Hegar uterine dilator Ø 10 mm |  | 1
35-100-11 | Hegar uterine dilator Ø 11 mm |  | 1
35-100-12 | Hegar uterine dilator Ø 12 mm |  | 1
35-510-09 | Recamier uterine curette, sharp, rigid, Fig. 3, | 9 mm, 31 cm | 1
35-510-07 | Recamier uterine curette, sharp, rigid, Fig. 1, | 7 mm, 31 cm | 1
35-520-14 | Sims uterine curette, blunt, rigid, Fig. 6, 14 mm, | 31 cm | 1
35-520-15 | Sims uterine curette, blunt, rigid, Fig. 7, 15 mm, | 31 cm | 1
35-510-06 | Recamier uterine curette, sharp, rigid, Fig. 0, | 6 mm, 31 cm | 1
35-754-20 | Cuzzi ovum curette, 20,0 mm, 30 cm |  | 1
15-736-20 | Förster-Ballenger forceps, straight, 20 cm |  | 6
15-801-13 | Backhaus towel forceps, 13 cm |  | 12
10-103-01 | Scalpel handle, standard No. 3 |  | 1
12-160-17 | TC Mayo scissors, straight, 17 cm |  | 1
12-161-17 | TC Mayo scissors, curved, 17 cm |  | 1
12-201-18 | TC Metzenbaum scissors, curved, 18 cm |  | 1
11-002-14 | Surgical scissors, Fig. 2, straight, 14 cm, | sharp/blunt | 1
13-000-14 | Standard dressing forceps, straight, 14.5 cm |  | 2
13-100-14 | Dissecting forceps 1x2, 14.5 cm |  | 2
15-766-19 | Allis tissue forceps, 5x6, straight, 19 cm |  | 12
15-061-12 | Halsted-Mosquito forceps, curved, 12.5 cm |  | 12
15-001-16 | Pean forceps, curved, 16 cm |  | 12
15-100-16 | Ochsner-Kocher forceps, straight, 16 cm |  | 2
15-101-16 | Ochsner-Kocher forceps, curved, 16 cm |  | 2
15-338-15 | Pratt forceps, straight, 15 cm |  | 6
16-051-45 | Heaney retractor, 45 x 25 mm, 27 cm |  | 1
16-051-73 | Heaney retractor, 73 x 28 mm, 27 cm |  | 1
16-051-82 | Heaney retractor, 82 x 28 mm, 27 cm |  | 1
16-248-18 | Gelpi-Loktite self retaining retractor, 18 cm |  | 1
18-002-16 | Mayo-Hegar TC-needle holder, 16 cm |  | 2
18-002-20 | Mayo-Hegar TC-needle holder, 20 cm |  | 2
18-037-20 | Heaney TC-needle holder, 20 cm |  | 2
57-005-80 C | ANTERIOR AND POSTERIOR COLPORRHAPHY SET, CONTAINER AND BASKET
35-094-00 | Weissbarth specula, 80 x 42 mm, with removable | strainer and perforated bottom | 1
35-060-02 | Kristeller specula, flat model, set, Fig. 2, | 105 x 28 mm / 115 x 24 mm | 1
13-100-25 | Dissecting forceps 1x2, 25 cm |  | 1
15-703-27 | Gross-Maier sponge forceps, curved, 27 cm |  | 1
35-121-32 | Sims uterine sound, malleable, 32 cm |  | 1
35-204-25 | Schröder uterine tenaculum forceps, 25 cm |  | 6
35-100-03 | Hegar uterine dilator Ø 3 mm |  | 1
35-100-04 | Hegar uterine dilator Ø 4 mm |  | 1
35-100-05 | Hegar uterine dilator Ø 5 mm |  | 1
35-100-06 | Hegar uterine dilator Ø 6 mm |  | 1
35-100-07 | Hegar uterine dilator Ø 7 mm |  | 1
35-100-08 | Hegar uterine dilator Ø 8 mm |  | 1
35-100-09 | Hegar uterine dilator Ø 9 mm |  | 1
35-100-10 | Hegar uterine dilator Ø 10 mm |  | 1
35-100-11 | Hegar uterine dilator Ø 11 mm |  | 1
35-100-12 | Hegar uterine dilator Ø 12 mm |  | 1
35-510-09 | Recamier uterine curette, sharp, rigid, Fig. 3, | 9 mm, 31 cm | 1
35-510-07 | Recamier uterine curette, sharp, rigid, Fig. 1, | 7 mm, 31 cm | 1
35-520-14 | Sims uterine curette, blunt, rigid, Fig. 6, 14 mm, | 31 cm | 1
35-520-15 | Sims uterine curette, blunt, rigid, Fig. 7, 15 mm, | 31 cm | 1
35-510-06 | Recamier uterine curette, sharp, rigid, Fig. 0, | 6 mm, 31 cm | 1
35-754-20 | Cuzzi ovum curette, 20,0 mm, 30 cm |  | 1
15-736-20 | Förster-Ballenger forceps, straight, 20 cm |  | 6
15-801-13 | Backhaus towel forceps, 13 cm |  | 12
10-103-01 | Scalpel handle, standard No. 3 |  | 1
12-160-17 | TC Mayo scissors, straight, 17 cm |  | 1
12-161-17 | TC Mayo scissors, curved, 17 cm |  | 1
12-201-18 | TC Metzenbaum scissors, curved, 18 cm |  | 1
11-002-14 | Surgical scissors, Fig. 2, straight, 14 cm, | sharp/blunt | 1
13-000-14 | Standard dressing forceps, straight, 14.5 cm |  | 2
13-100-14 | Dissecting forceps 1x2, 14.5 cm |  | 2
15-766-19 | Allis tissue forceps, 5x6, straight, 19 cm |  | 12
15-061-12 | Halsted-Mosquito forceps, curved, 12.5 cm |  | 12
15-001-16 | Pean forceps, curved, 16 cm |  | 12
15-100-16 | Ochsner-Kocher forceps, straight, 16 cm |  | 2
15-101-16 | Ochsner-Kocher forceps, curved, 16 cm |  | 2
15-338-15 | Pratt forceps, straight, 15 cm |  | 6
16-051-45 | Heaney retractor, 45 x 25 mm, 27 cm |  | 1
16-051-73 | Heaney retractor, 73 x 28 mm, 27 cm |  | 1
16-051-82 | Heaney retractor, 82 x 28 mm, 27 cm |  | 1
16-248-18 | Gelpi-Loktite self retaining retractor, 18 cm |  | 1
18-002-16 | Mayo-Hegar TC-needle holder, 16 cm |  | 2
18-002-20 | Mayo-Hegar TC-needle holder, 20 cm |  | 2
18-037-20 | Heaney TC-needle holder, 20 cm |  | 2
55-110-62 | Container bottom, aluminium, 600 x 272 x 138 mm, | non perforated | 1
55-110-90 | Container lid, aluminium, silver, 585 x 285 mm, | perforated | 1
55-190-05 | Wire basket, 480 x 245 x 50 mm |  | 2
55-820-03 | Identification label, red |  | 1
57-005-82 | PARAMETRIAL FIXATION SET
35-094-00 | Weissbarth specula, 80 x 42 mm, with removable | strainer and perforated bottom | 1
35-060-02 | Kristeller specula, flat model, set, Fig. 2, | 105 x 28 mm / 115 x 24 mm | 1
13-100-25 | Dissecting forceps 1x2, 25 cm |  | 1
15-703-27 | Gross-Maier sponge forceps, curved, 27 cm |  | 1
35-121-32 | Sims uterine sound, malleable, 32 cm |  | 1
35-204-25 | Schröder uterine tenaculum forceps, 25 cm |  | 6
35-100-03 | Hegar uterine dilator Ø 3 mm |  | 1
35-100-04 | Hegar uterine dilator Ø 4 mm |  | 1
35-100-05 | Hegar uterine dilator Ø 5 mm |  | 1
35-100-06 | Hegar uterine dilator Ø 6 mm |  | 1
35-100-07 | Hegar uterine dilator Ø 7 mm |  | 1
35-100-08 | Hegar uterine dilator Ø 8 mm |  | 1
35-100-09 | Hegar uterine dilator Ø 9 mm |  | 1
35-100-10 | Hegar uterine dilator Ø 10 mm |  | 1
35-100-11 | Hegar uterine dilator Ø 11 mm |  | 1
35-100-12 | Hegar uterine dilator Ø 12 mm |  | 1
35-510-09 | Recamier uterine curette, sharp, rigid, Fig. 3, | 9 mm, 31 cm | 1
35-510-07 | Recamier uterine curette, sharp, rigid, Fig. 1, | 7 mm, 31 cm | 1
35-520-14 | Sims uterine curette, blunt, rigid, Fig. 6, 14 mm, | 31 cm | 1
35-520-15 | Sims uterine curette, blunt, rigid, Fig. 7, 15 mm, | 31 cm | 1
35-510-06 | Recamier uterine curette, sharp, rigid, Fig. 0, | 6 mm, 31 cm | 1
35-754-20 | Cuzzi ovum curette, 20,0 mm, 30 cm |  | 1
15-736-20 | Förster-Ballenger forceps, straight, 20 cm |  | 6
15-801-13 | Backhaus towel forceps, 13 cm |  | 12
10-103-01 | Scalpel handle, standard No. 3 |  | 1
12-160-17 | TC Mayo scissors, straight, 17 cm |  | 1
12-161-17 | TC Mayo scissors, curved, 17 cm |  | 1
12-201-18 | TC Metzenbaum scissors, curved, 18 cm |  | 1
11-002-14 | Surgical scissors, Fig. 2, straight, 14 cm, | sharp/blunt | 1
13-000-14 | Standard dressing forceps, straight, 14.5 cm |  | 2
13-100-14 | Dissecting forceps 1x2, 14.5 cm |  | 2
15-766-19 | Allis tissue forceps, 5x6, straight, 19 cm |  | 18
15-061-12 | Halsted-Mosquito forceps, curved, 12.5 cm |  | 12
15-001-16 | Pean forceps, curved, 16 cm |  | 18
15-100-16 | Ochsner-Kocher forceps, straight, 16 cm |  | 4
15-101-16 | Ochsner-Kocher forceps, curved, 16 cm |  | 6
15-338-15 | Pratt forceps, straight, 15 cm |  | 6
16-051-45 | Heaney retractor, 45 x 25 mm, 27 cm |  | 1
16-051-73 | Heaney retractor, 73 x 28 mm, 27 cm |  | 1
16-051-82 | Heaney retractor, 82 x 28 mm, 27 cm |  | 1
16-248-18 | Gelpi-Loktite self retaining retractor, 18 cm |  | 1
18-002-16 | Mayo-Hegar TC-needle holder, 16 cm |  | 2
18-002-20 | Mayo-Hegar TC-needle holder, 20 cm |  | 2
18-037-20 | Heaney TC-needle holder, 20 cm |  | 2
10-103-06 | Scalpel handle No. 7 |  | 2
13-000-20 | Standard dressing forceps, straight, 20 cm |  | 1
13-100-20 | Dissecting forceps 1x2, 20 cm |  | 1
15-317-21 | Heaney forceps, curved, 21 cm |  | 6
35-222-21 | Jacobs tenaculum forceps, straight, 21 cm |  | 1
57-005-82 C | PARAMETRIAL FIXATION SET, CONTAINER AND BASKET
35-094-00 | Weissbarth specula, 80 x 42 mm, with removable | strainer and perforated bottom | 1
35-060-02 | Kristeller specula, flat model, set, Fig. 2, | 105 x 28 mm / 115 x 24 mm | 1
13-100-25 | Dissecting forceps 1x2, 25 cm |  | 1
15-703-27 | Gross-Maier sponge forceps, curved, 27 cm |  | 1
35-121-32 | Sims uterine sound, malleable, 32 cm |  | 1
35-204-25 | Schröder uterine tenaculum forceps, 25 cm |  | 6
35-100-03 | Hegar uterine dilator Ø 3 mm |  | 1
35-100-04 | Hegar uterine dilator Ø 4 mm |  | 1
35-100-05 | Hegar uterine dilator Ø 5 mm |  | 1
35-100-06 | Hegar uterine dilator Ø 6 mm |  | 1
35-100-07 | Hegar uterine dilator Ø 7 mm |  | 1
35-100-08 | Hegar uterine dilator Ø 8 mm |  | 1
35-100-09 | Hegar uterine dilator Ø 9 mm |  | 1
35-100-10 | Hegar uterine dilator Ø 10 mm |  | 1
35-100-11 | Hegar uterine dilator Ø 11 mm |  | 1
35-100-12 | Hegar uterine dilator Ø 12 mm |  | 1
35-510-09 | Recamier uterine curette, sharp, rigid, Fig. 3, | 9 mm, 31 cm | 1
35-510-07 | Recamier uterine curette, sharp, rigid, Fig. 1, | 7 mm, 31 cm | 1
35-520-14 | Sims uterine curette, blunt, rigid, Fig. 6, 14 mm, | 31 cm | 1
35-520-15 | Sims uterine curette, blunt, rigid, Fig. 7, 15 mm, | 31 cm | 1
35-510-06 | Recamier uterine curette, sharp, rigid, Fig. 0, | 6 mm, 31 cm | 1
35-754-20 | Cuzzi ovum curette, 20,0 mm, 30 cm |  | 1
15-736-20 | Förster-Ballenger forceps, straight, 20 cm |  | 6
15-801-13 | Backhaus towel forceps, 13 cm |  | 12
10-103-01 | Scalpel handle, standard No. 3 |  | 1
12-160-17 | TC Mayo scissors, straight, 17 cm |  | 1
12-161-17 | TC Mayo scissors, curved, 17 cm |  | 1
12-201-18 | TC Metzenbaum scissors, curved, 18 cm |  | 1
11-002-14 | Surgical scissors, Fig. 2, straight, 14 cm, | sharp/blunt | 1
13-000-14 | Standard dressing forceps, straight, 14.5 cm |  | 2
13-100-14 | Dissecting forceps 1x2, 14.5 cm |  | 2
15-766-19 | Allis tissue forceps, 5x6, straight, 19 cm |  | 18
15-061-12 | Halsted-Mosquito forceps, curved, 12.5 cm |  | 12
15-001-16 | Pean forceps, curved, 16 cm |  | 18
15-100-16 | Ochsner-Kocher forceps, straight, 16 cm |  | 4
15-101-16 | Ochsner-Kocher forceps, curved, 16 cm |  | 6
15-338-15 | Pratt forceps, straight, 15 cm |  | 6
16-051-45 | Heaney retractor, 45 x 25 mm, 27 cm |  | 1
16-051-73 | Heaney retractor, 73 x 28 mm, 27 cm |  | 1
16-051-82 | Heaney retractor, 82 x 28 mm, 27 cm |  | 1
16-248-18 | Gelpi-Loktite self retaining retractor, 18 cm |  | 1
18-002-16 | Mayo-Hegar TC-needle holder, 16 cm |  | 2
18-002-20 | Mayo-Hegar TC-needle holder, 20 cm |  | 2
18-037-20 | Heaney TC-needle holder, 20 cm |  | 2
10-103-06 | Scalpel handle No. 7 |  | 2
13-000-20 | Standard dressing forceps, straight, 20 cm |  | 1
13-100-20 | Dissecting forceps 1x2, 20 cm |  | 1
15-317-21 | Heaney forceps, curved, 21 cm |  | 6
35-222-21 | Jacobs tenaculum forceps, straight, 21 cm |  | 1
55-110-62 | Container bottom, aluminium, 600 x 272 x 138 mm, | non perforated | 1
55-110-90 | Container lid, aluminium, silver, 585 x 285 mm, | perforated | 1
55-190-05 | Wire basket, 480 x 245 x 50 mm |  | 2
55-820-03 | Identification label, red |  | 1
57-005-84 | COLPOTOMY SET
15-736-20 | Förster-Ballenger forceps, straight, 20 cm |  | 6
15-801-13 | Backhaus towel forceps, 13 cm |  | 6
10-103-04 | Scalpel handle No. 3 L |  | 1
12-160-17 | TC Mayo scissors, straight, 17 cm |  | 1
12-161-17 | TC Mayo scissors, curved, 17 cm |  | 1
12-201-18 | TC Metzenbaum scissors, curved, 18 cm |  | 1
13-000-20 | Standard dressing forceps, straight, 20 cm |  | 1
13-100-20 | Dissecting forceps 1x2, 20 cm |  | 1
15-766-19 | Allis tissue forceps, 5x6, straight, 19 cm |  | 2
15-001-18 | Pean forceps, curved, 18 cm |  | 2
15-717-26 | Bozemann forceps, S-shape, 26 cm |  | 1
18-002-16 | Mayo-Hegar TC-needle holder, 16 cm |  | 1
57-005-84 C | COLPOTOMY SET, CONTAINER AND BASKET
15-736-20 | Förster-Ballenger forceps, straight, 20 cm |  | 6
15-801-13 | Backhaus towel forceps, 13 cm |  | 6
10-103-04 | Scalpel handle No. 3 L |  | 1
12-160-17 | TC Mayo scissors, straight, 17 cm |  | 1
12-161-17 | TC Mayo scissors, curved, 17 cm |  | 1
12-201-18 | TC Metzenbaum scissors, curved, 18 cm |  | 1
13-000-20 | Standard dressing forceps, straight, 20 cm |  | 1
13-100-20 | Dissecting forceps 1x2, 20 cm |  | 1
15-766-19 | Allis tissue forceps, 5x6, straight, 19 cm |  | 2
15-001-18 | Pean forceps, curved, 18 cm |  | 2
15-717-26 | Bozemann forceps, S-shape, 26 cm |  | 1
18-002-16 | Mayo-Hegar TC-needle holder, 16 cm |  | 1
55-210-60 | Container bottom, aluminium, 475 x 272 x 96 mm, | non perforated | 1
55-210-90 | Container lid, aluminium, silver, 460 x 285 mm, | perforated | 1
55-290-05 | Wire basket, 405 x 245 x 50 mm |  | 1
55-820-03 | Identification label, red |  | 1
57-005-86 | ABDOMINAL GYNECOLOGICAL OPERATIONS INSTRUMENT SET
15-737-25 | Förster-Ballenger forceps, curved, 25 cm |  | 4
15-702-27 | Gross-Maier sponge forceps, straight, 27 cm |  | 3
15-766-14 | Allis tissue forceps, 4x5, straight, 15 cm |  | 2
15-801-13 | Backhaus towel forceps, 13 cm |  | 8
10-103-01 | Scalpel handle, standard No. 3 |  | 2
10-104-01 | Scalpel handle, standard No. 4 |  | 1
12-201-18 | TC Metzenbaum scissors, curved, 18 cm |  | 2
12-201-20 | TC Metzenbaum scissors, curved, 20 cm |  | 1
12-231-16 | TC Mayo-Lexer scissors, curved, 16 cm |  | 1
11-003-16 | Surgical scissors, Fig. 2, curved, 16 cm, | sharp/blunt | 1
13-000-13 | Standard dressing forceps, straight, 13 cm |  | 2
13-000-20 | Standard dressing forceps, straight, 20 cm |  | 2
13-100-14 | Dissecting forceps 1x2, 14.5 cm |  | 2
13-100-20 | Dissecting forceps 1x2, 20 cm |  | 3
13-210-16 | De Bakey forceps, 1.5 mm, straight, 16 cm |  | 2
13-164-18 | Potts-Smith dissecting forceps, straight, 18 cm |  | 1
15-060-12 | Halsted-Mosquito forceps, straight, 12.5 cm |  | 10
15-061-12 | Halsted-Mosquito forceps, curved, 12.5 cm |  | 10
15-100-20 | Ochsner-Kocher forceps, straight, 20 cm |  | 2
15-201-04 | Overholt-Geissendörfer forceps, curved, 21 cm |  | 1
15-201-07 | Overholt-Geissendörfer forceps, curved, 21 cm |  | 1
15-341-20 | Mikulicz forceps, curved, 20 cm |  | 4
16-001-04 | Volkmann retractor, 4-prongs, sharp, 22 cm |  | 2
16-001-06 | Volkmann retractor, 6-prongs, sharp, 22 cm |  | 2
16-014-08 | Koerte retractor, sharp, 8-prongs, 24 cm |  | 1
16-018-01 | Langenbeck retractor, 30x11 mm |  | 2
16-018-07 | Langenbeck retractor, 50x11 mm |  | 2
16-028-03 | Mikulicz retractor, 120 x 50 mm, 26 cm |  | 1
16-048-03 | Simon retractor, 115 x 22 mm, 28 cm |  | 1
16-050-01 | Roux retractor, Fig. 1, 14 cm |  | 1
16-072-03 | Abdominal spatula, malleable, 330 x 30 mm |  | 1
10-610-14 | Director, 14.5 cm |  | 1
10-604-14 | Probe with ear, 14.5 cm |  | 1
17-753-25 | Ligature conductor, 19.5 cm |  | 1
17-765-19 | König ligature conductor, 3 mm, 19.5 cm |  | 1
17-731-20 | Deschamps ligature needle, left, blunt, 20 cm |  | 1
17-733-20 | Deschamps ligature needle, right, blunt, 20 cm |  | 1
10-914-10 | Poole suction cannula, Ø 10 mm, 22 cm |  | 1
18-012-15 | Crile-Wood TC-needle holder, 15 cm |  | 1
18-002-18 | Mayo-Hegar TC-needle holder, 18 cm |  | 2
18-002-20 | Mayo-Hegar TC-needle holder, 20 cm |  | 1
51-103-08 | Round bowls, Ø 85 mm, H 50 mm, 0.175 l |  | 1
51-103-11 | Round bowls, Ø 100 mm, H 50 mm, 0.25 l |  | 1
56-112-02 | Needle case perforated, with compartments | 150 x 95 x 13 mm | 1
15-736-20 | Förster-Ballenger forceps, straight, 20 cm |  | 6
12-161-23 | TC Mayo scissors, curved, 23 cm |  | 1
11-401-16 | Kelly scissors, curved, 16 cm |  | 1
15-766-19 | Allis tissue forceps, 5x6, straight, 19 cm |  | 6
13-100-30 | Dissecting forceps 1x2, 30 cm |  | 1
15-100-18 | Ochsner-Kocher forceps, straight, 18 cm |  | 6
35-204-25 | Schröder uterine tenaculum forceps, 25 cm |  | 2
35-214-24 | Schröder tenaculum forceps, straight, 24 cm |  | 2
15-317-21 | Heaney forceps, curved, 21 cm |  | 1
35-095-00 | O'Sullivan-O'Connor specula with blade |  | 1
16-081-09 | Deaver retractor, Fig. 9, 75 mm, 32 cm |  | 2
18-037-20 | Heaney TC-needle holder, 20 cm |  | 2
57-005-86 C | ABDOMINAL GYNECOLOGICAL OPERATIONS INSTRUMENT SET, CONTAINER AND BASKET
15-737-25 | Förster-Ballenger forceps, curved, 25 cm |  | 4
15-702-27 | Gross-Maier sponge forceps, straight, 27 cm |  | 3
15-766-14 | Allis tissue forceps, 4x5, straight, 15 cm |  | 2
15-801-13 | Backhaus towel forceps, 13 cm |  | 8
10-103-01 | Scalpel handle, standard No. 3 |  | 2
10-104-01 | Scalpel handle, standard No. 4 |  | 1
12-201-18 | TC Metzenbaum scissors, curved, 18 cm |  | 2
12-201-20 | TC Metzenbaum scissors, curved, 20 cm |  | 1
12-231-16 | TC Mayo-Lexer scissors, curved, 16 cm |  | 1
11-003-16 | Surgical scissors, Fig. 2, curved, 16 cm, | sharp/blunt | 1
13-000-13 | Standard dressing forceps, straight, 13 cm |  | 2
13-000-20 | Standard dressing forceps, straight, 20 cm |  | 2
13-100-14 | Dissecting forceps 1x2, 14.5 cm |  | 2
13-100-20 | Dissecting forceps 1x2, 20 cm |  | 3
13-210-16 | De Bakey forceps, 1.5 mm, straight, 16 cm |  | 2
13-164-18 | Potts-Smith dissecting forceps, straight, 18 cm |  | 1
15-060-12 | Halsted-Mosquito forceps, straight, 12.5 cm |  | 10
15-061-12 | Halsted-Mosquito forceps, curved, 12.5 cm |  | 10
15-100-20 | Ochsner-Kocher forceps, straight, 20 cm |  | 2
15-201-04 | Overholt-Geissendörfer forceps, curved, 21 cm |  | 1
15-201-07 | Overholt-Geissendörfer forceps, curved, 21 cm |  | 1
15-341-20 | Mikulicz forceps, curved, 20 cm |  | 4
16-001-04 | Volkmann retractor, 4-prongs, sharp, 22 cm |  | 2
16-001-06 | Volkmann retractor, 6-prongs, sharp, 22 cm |  | 2
16-014-08 | Koerte retractor, sharp, 8-prongs, 24 cm |  | 1
16-018-01 | Langenbeck retractor, 30x11 mm |  | 2
16-018-07 | Langenbeck retractor, 50x11 mm |  | 2
16-028-03 | Mikulicz retractor, 120 x 50 mm, 26 cm |  | 1
16-048-03 | Simon retractor, 115 x 22 mm, 28 cm |  | 1
16-050-01 | Roux retractor, Fig. 1, 14 cm |  | 1
16-072-03 | Abdominal spatula, malleable, 330 x 30 mm |  | 1
10-610-14 | Director, 14.5 cm |  | 1
10-604-14 | Probe with ear, 14.5 cm |  | 1
17-753-25 | Ligature conductor, 19.5 cm |  | 1
17-765-19 | König ligature conductor, 3 mm, 19.5 cm |  | 1
17-731-20 | Deschamps ligature needle, left, blunt, 20 cm |  | 1
17-733-20 | Deschamps ligature needle, right, blunt, 20 cm |  | 1
10-914-10 | Poole suction cannula, Ø 10 mm, 22 cm |  | 1
18-012-15 | Crile-Wood TC-needle holder, 15 cm |  | 1
18-002-18 | Mayo-Hegar TC-needle holder, 18 cm |  | 2
18-002-20 | Mayo-Hegar TC-needle holder, 20 cm |  | 1
51-103-08 | Round bowls, Ø 85 mm, H 50 mm, 0.175 l |  | 1
51-103-11 | Round bowls, Ø 100 mm, H 50 mm, 0.25 l |  | 1
56-112-02 | Needle case perforated, with compartments | 150 x 95 x 13 mm | 1
15-736-20 | Förster-Ballenger forceps, straight, 20 cm |  | 6
12-161-23 | TC Mayo scissors, curved, 23 cm |  | 1
11-401-16 | Kelly scissors, curved, 16 cm |  | 1
15-766-19 | Allis tissue forceps, 5x6, straight, 19 cm |  | 6
13-100-30 | Dissecting forceps 1x2, 30 cm |  | 1
15-100-18 | Ochsner-Kocher forceps, straight, 18 cm |  | 6
35-204-25 | Schröder uterine tenaculum forceps, 25 cm |  | 2
35-214-24 | Schröder tenaculum forceps, straight, 24 cm |  | 2
15-317-21 | Heaney forceps, curved, 21 cm |  | 1
35-095-00 | O'Sullivan-O'Connor specula with blade |  | 1
16-081-09 | Deaver retractor, Fig. 9, 75 mm, 32 cm |  | 2
18-037-20 | Heaney TC-needle holder, 20 cm |  | 2
55-110-63 | Container bottom, aluminium, 600 x 272 x 190 mm, | non perforated | 1
55-110-90 | Container lid, aluminium, silver, 585 x 285 mm, | perforated | 1
55-190-07 | Wire basket, 480 x 245 x 70 mm |  | 1
55-190-05 | Wire basket, 480 x 245 x 50 mm |  | 1
55-820-03 | Identification label, red |  | 1
57-005-88 | OOPHORECTOMY AND OOPHOROCYSTECTOMY SET
15-737-25 | Förster-Ballenger forceps, curved, 25 cm |  | 4
15-702-27 | Gross-Maier sponge forceps, straight, 27 cm |  | 3
15-766-14 | Allis tissue forceps, 4x5, straight, 15 cm |  | 2
15-801-13 | Backhaus towel forceps, 13 cm |  | 8
10-103-01 | Scalpel handle, standard No. 3 |  | 2
10-104-01 | Scalpel handle, standard No. 4 |  | 1
12-201-18 | TC Metzenbaum scissors, curved, 18 cm |  | 3
12-201-20 | TC Metzenbaum scissors, curved, 20 cm |  | 1
12-231-16 | TC Mayo-Lexer scissors, curved, 16 cm |  | 1
11-003-16 | Surgical scissors, Fig. 2, curved, 16 cm, | sharp/blunt | 1
13-000-13 | Standard dressing forceps, straight, 13 cm |  | 2
13-000-20 | Standard dressing forceps, straight, 20 cm |  | 2
13-100-14 | Dissecting forceps 1x2, 14.5 cm |  | 2
13-100-20 | Dissecting forceps 1x2, 20 cm |  | 3
13-210-16 | De Bakey forceps, 1.5 mm, straight, 16 cm |  | 2
13-164-18 | Potts-Smith dissecting forceps, straight, 18 cm |  | 1
15-060-12 | Halsted-Mosquito forceps, straight, 12.5 cm |  | 10
15-061-12 | Halsted-Mosquito forceps, curved, 12.5 cm |  | 10
15-100-20 | Ochsner-Kocher forceps, straight, 20 cm |  | 2
15-201-04 | Overholt-Geissendörfer forceps, curved, 21 cm |  | 1
15-201-07 | Overholt-Geissendörfer forceps, curved, 21 cm |  | 1
15-341-20 | Mikulicz forceps, curved, 20 cm |  | 4
16-001-04 | Volkmann retractor, 4-prongs, sharp, 22 cm |  | 2
16-001-06 | Volkmann retractor, 6-prongs, sharp, 22 cm |  | 2
16-014-08 | Koerte retractor, sharp, 8-prongs, 24 cm |  | 1
16-018-01 | Langenbeck retractor, 30x11 mm |  | 2
16-018-07 | Langenbeck retractor, 50x11 mm |  | 2
16-028-03 | Mikulicz retractor, 120 x 50 mm, 26 cm |  | 1
16-048-03 | Simon retractor, 115 x 22 mm, 28 cm |  | 1
16-050-01 | Roux retractor, Fig. 1, 14 cm |  | 1
16-072-03 | Abdominal spatula, malleable, 330 x 30 mm |  | 1
10-610-14 | Director, 14.5 cm |  | 1
10-604-14 | Probe with ear, 14.5 cm |  | 1
17-753-25 | Ligature conductor, 19.5 cm |  | 1
17-765-19 | König ligature conductor, 3 mm, 19.5 cm |  | 1
17-731-20 | Deschamps ligature needle, left, blunt, 20 cm |  | 1
17-733-20 | Deschamps ligature needle, right, blunt, 20 cm |  | 1
10-914-10 | Poole suction cannula, Ø 10 mm, 22 cm |  | 1
18-012-15 | Crile-Wood TC-needle holder, 15 cm |  | 1
18-002-18 | Mayo-Hegar TC-needle holder, 18 cm |  | 2
18-002-20 | Mayo-Hegar TC-needle holder, 20 cm |  | 1
51-103-08 | Round bowls, Ø 85 mm, H 50 mm, 0.175 l |  | 1
51-103-11 | Round bowls, Ø 100 mm, H 50 mm, 0.25 l |  | 1
56-112-02 | Needle case perforated, with compartments | 150 x 95 x 13 mm | 1
15-736-20 | Förster-Ballenger forceps, straight, 20 cm |  | 6
12-161-23 | TC Mayo scissors, curved, 23 cm |  | 1
11-401-16 | Kelly scissors, curved, 16 cm |  | 1
15-766-19 | Allis tissue forceps, 5x6, straight, 19 cm |  | 6
13-100-30 | Dissecting forceps 1x2, 30 cm |  | 1
15-100-18 | Ochsner-Kocher forceps, straight, 18 cm |  | 6
35-204-25 | Schröder uterine tenaculum forceps, 25 cm |  | 2
35-214-24 | Schröder tenaculum forceps, straight, 24 cm |  | 2
15-317-21 | Heaney forceps, curved, 21 cm |  | 1
35-095-00 | O'Sullivan-O'Connor specula with blade |  | 1
16-081-09 | Deaver retractor, Fig. 9, 75 mm, 32 cm |  | 2
18-037-20 | Heaney TC-needle holder, 20 cm |  | 2
15-760-24 | Babcock tissue forceps, straight, 24 cm |  | 4
15-001-20 | Pean forceps, curved, 20 cm |  | 6
10-724-10 | Nelson trocar, Ø 10.0 mm |  | 1
57-005-88 C | OOPHORECTOMY AND OOPHOROCYSTECTOMY SET, CONTAINER AND BASKET
15-737-25 | Förster-Ballenger forceps, curved, 25 cm |  | 4
15-702-27 | Gross-Maier sponge forceps, straight, 27 cm |  | 3
15-766-14 | Allis tissue forceps, 4x5, straight, 15 cm |  | 2
15-801-13 | Backhaus towel forceps, 13 cm |  | 8
10-103-01 | Scalpel handle, standard No. 3 |  | 2
10-104-01 | Scalpel handle, standard No. 4 |  | 1
12-201-18 | TC Metzenbaum scissors, curved, 18 cm |  | 3
12-201-20 | TC Metzenbaum scissors, curved, 20 cm |  | 1
12-231-16 | TC Mayo-Lexer scissors, curved, 16 cm |  | 1
11-003-16 | Surgical scissors, Fig. 2, curved, 16 cm, | sharp/blunt | 1
13-000-13 | Standard dressing forceps, straight, 13 cm |  | 2
13-000-20 | Standard dressing forceps, straight, 20 cm |  | 2
13-100-14 | Dissecting forceps 1x2, 14.5 cm |  | 2
13-100-20 | Dissecting forceps 1x2, 20 cm |  | 3
13-210-16 | De Bakey forceps, 1.5 mm, straight, 16 cm |  | 2
13-164-18 | Potts-Smith dissecting forceps, straight, 18 cm |  | 1
15-060-12 | Halsted-Mosquito forceps, straight, 12.5 cm |  | 10
15-061-12 | Halsted-Mosquito forceps, curved, 12.5 cm |  | 10
15-100-20 | Ochsner-Kocher forceps, straight, 20 cm |  | 2
15-201-04 | Overholt-Geissendörfer forceps, curved, 21 cm |  | 1
15-201-07 | Overholt-Geissendörfer forceps, curved, 21 cm |  | 1
15-341-20 | Mikulicz forceps, curved, 20 cm |  | 4
16-001-04 | Volkmann retractor, 4-prongs, sharp, 22 cm |  | 2
16-001-06 | Volkmann retractor, 6-prongs, sharp, 22 cm |  | 2
16-014-08 | Koerte retractor, sharp, 8-prongs, 24 cm |  | 1
16-018-01 | Langenbeck retractor, 30x11 mm |  | 2
16-018-07 | Langenbeck retractor, 50x11 mm |  | 2
16-028-03 | Mikulicz retractor, 120 x 50 mm, 26 cm |  | 1
16-048-03 | Simon retractor, 115 x 22 mm, 28 cm |  | 1
16-050-01 | Roux retractor, Fig. 1, 14 cm |  | 1
16-072-03 | Abdominal spatula, malleable, 330 x 30 mm |  | 1
10-610-14 | Director, 14.5 cm |  | 1
10-604-14 | Probe with ear, 14.5 cm |  | 1
17-753-25 | Ligature conductor, 19.5 cm |  | 1
17-765-19 | König ligature conductor, 3 mm, 19.5 cm |  | 1
17-731-20 | Deschamps ligature needle, left, blunt, 20 cm |  | 1
17-733-20 | Deschamps ligature needle, right, blunt, 20 cm |  | 1
10-914-10 | Poole suction cannula, Ø 10 mm, 22 cm |  | 1
18-012-15 | Crile-Wood TC-needle holder, 15 cm |  | 1
18-002-18 | Mayo-Hegar TC-needle holder, 18 cm |  | 2
18-002-20 | Mayo-Hegar TC-needle holder, 20 cm |  | 1
51-103-08 | Round bowls, Ø 85 mm, H 50 mm, 0.175 l |  | 1
51-103-11 | Round bowls, Ø 100 mm, H 50 mm, 0.25 l |  | 1
56-112-02 | Needle case perforated, with compartments | 150 x 95 x 13 mm | 1
15-736-20 | Förster-Ballenger forceps, straight, 20 cm |  | 6
12-161-23 | TC Mayo scissors, curved, 23 cm |  | 1
11-401-16 | Kelly scissors, curved, 16 cm |  | 1
15-766-19 | Allis tissue forceps, 5x6, straight, 19 cm |  | 6
13-100-30 | Dissecting forceps 1x2, 30 cm |  | 1
15-100-18 | Ochsner-Kocher forceps, straight, 18 cm |  | 6
35-204-25 | Schröder uterine tenaculum forceps, 25 cm |  | 2
35-214-24 | Schröder tenaculum forceps, straight, 24 cm |  | 2
15-317-21 | Heaney forceps, curved, 21 cm |  | 1
35-095-00 | O'Sullivan-O'Connor specula with blade |  | 1
16-081-09 | Deaver retractor, Fig. 9, 75 mm, 32 cm |  | 2
18-037-20 | Heaney TC-needle holder, 20 cm |  | 2
15-760-24 | Babcock tissue forceps, straight, 24 cm |  | 4
15-001-20 | Pean forceps, curved, 20 cm |  | 6
10-724-10 | Nelson trocar, Ø 10.0 mm |  | 1
55-110-63 | Container bottom, aluminium, 600 x 272 x 190 mm, | non perforated | 1
55-110-90 | Container lid, aluminium, silver, 585 x 285 mm, | perforated | 1
55-190-07 | Wire basket, 480 x 245 x 70 mm |  | 1
55-190-05 | Wire basket, 480 x 245 x 50 mm |  | 1
55-820-03 | Identification label, red |  | 1
57-005-90 | CERCLAGE SET (SHIRODKAR)
15-701-27 | Ulrich sponge forceps, curved, 26.5 cm |  | 1
15-801-11 | Backhaus towel forceps, 11 cm |  | 10
15-703-20 | Gross-Maier sponge forceps, curved, 20 cm |  | 2
35-082-02 | Doyen specula, slightly concave, 85 x 35 mm |  | 1
35-082-03 | Doyen specula, slightly concave, 115 x 35 mm |  | 1
13-000-20 | Standard dressing forceps, straight, 20 cm |  | 2
35-753-27 | Saenger ovum forceps, curved, 27 cm |  | 2
11-201-20 | Metzenbaum scissors, curved, Fig. 1, 20 cm |  | 1
18-002-24 | Mayo-Hegar TC-needle holder, 24 cm |  | 2
57-005-90 C | CERCLAGE SET (SHIRODKAR), CONTAINER AND BASKET
15-701-27 | Ulrich sponge forceps, curved, 26.5 cm |  | 1
15-801-11 | Backhaus towel forceps, 11 cm |  | 10
15-703-20 | Gross-Maier sponge forceps, curved, 20 cm |  | 2
35-082-02 | Doyen specula, slightly concave, 85 x 35 mm |  | 1
35-082-03 | Doyen specula, slightly concave, 115 x 35 mm |  | 1
13-000-20 | Standard dressing forceps, straight, 20 cm |  | 2
35-753-27 | Saenger ovum forceps, curved, 27 cm |  | 2
11-201-20 | Metzenbaum scissors, curved, Fig. 1, 20 cm |  | 1
18-002-24 | Mayo-Hegar TC-needle holder, 24 cm |  | 2
55-210-60 | Container bottom, aluminium, 475 x 272 x 96 mm, | non perforated | 1
55-210-90 | Container lid, aluminium, silver, 460 x 285 mm, | perforated | 1
55-290-05 | Wire basket, 405 x 245 x 50 mm |  | 1
55-820-03 | Identification label, red |  | 1
57-005-92 | ABORT-CURETTAGE SET
35-092-12 | Handle for Scherback specula, 20 cm |  | 1
35-092-10 | Scherback weight, 400 g, 10.5 cm |  | 1
35-092-01 | Scherback blade, 80 x 30 mm |  | 1
35-092-02 | Scherback blade, 85 x 35 mm |  | 1
35-092-03 | Scherback blade, 90 x 40 mm |  | 1
35-092-04 | Scherback blade, 55 x 40 / 60 mm |  | 1
35-030-03 | Kristeller specula, set, Fig. 3, 90x36mm /100x32mm |  | 1
35-204-25 | Schröder uterine tenaculum forceps, 25 cm |  | 2
15-703-20 | Gross-Maier sponge forceps, curved, 20 cm |  | 2
15-701-27 | Ulrich sponge forceps, curved, 26.5 cm |  | 1
13-000-20 | Standard dressing forceps, straight, 20 cm |  | 1
13-100-20 | Dissecting forceps 1x2, 20 cm |  | 1
35-100-02 | Hegar uterine dilator Ø 2 mm |  | 1
35-100-04 | Hegar uterine dilator Ø 4 mm |  | 1
35-100-09 | Hegar uterine dilator Ø 9 mm |  | 1
35-100-10 | Hegar uterine dilator Ø 10 mm |  | 1
35-100-11 | Hegar uterine dilator Ø 11 mm |  | 1
35-100-12 | Hegar uterine dilator Ø 12 mm |  | 1
35-100-13 | Hegar uterine dilator Ø 13 mm |  | 1
35-100-15 | Hegar uterine dilator Ø 15 mm |  | 1
35-100-06 | Hegar uterine dilator Ø 6 mm |  | 2
35-100-08 | Hegar uterine dilator Ø 8 mm |  | 2
35-510-11 | Recamier uterine curette, sharp, rigid, Fig. 4, | 11 mm, 31 cm | 1
35-510-12 | Recamier uterine curette, sharp, rigid, Fig. 5, | 12 mm, 31 cm | 1
35-510-14 | Recamier uterine curette, sharp, rigid, Fig. 6, | 14 mm, 31 cm | 1
35-510-15 | Recamier uterine curette, sharp, rigid, Fig. 7, | 15 mm, 31 cm | 1
35-520-11 | Sims uterine curette, blunt, rigid, Fig. 4, 11 mm, | 31 cm | 1
35-520-12 | Sims uterine curette, blunt, rigid, Fig. 5, 12 mm, | 31 cm | 1
35-520-14 | Sims uterine curette, blunt, rigid, Fig. 6, 14 mm, | 31 cm | 1
35-520-15 | Sims uterine curette, blunt, rigid, Fig. 7, 15 mm, | 31 cm | 1
35-750-01 | Winter ovum forceps, Fig. 1, straight, 28 cm |  | 1
35-751-01 | Winter ovum forceps, Fig. 1, curved, 28 cm |  | 1
35-750-03 | Winter ovum forceps, Fig. 3, straight, 28 cm |  | 1
35-751-03 | Winter ovum forceps, Fig. 3, curved, 28 cm |  | 1
10-103-12 | Scalpel handle No. 3R with round handle |  | 1
10-103-13 | Scalpel handle No. 3 with round handle angled |  | 1
35-100-01 | Hegar uterine dilator Ø 1 mm |  | 1
35-100-03 | Hegar uterine dilator Ø 3 mm |  | 1
35-100-05 | Hegar uterine dilator Ø 5 mm |  | 1
35-100-07 | Hegar uterine dilator Ø 7 mm |  | 1
35-100-14 | Hegar uterine dilator Ø 14 mm |  | 1
35-100-16 | Hegar uterine dilator Ø 16 mm |  | 1
35-100-18 | Hegar uterine dilator Ø 18 mm |  | 1
35-100-20 | Hegar uterine dilator Ø 20 mm |  | 1
11-002-14 | Surgical scissors, Fig. 2, straight, 14 cm, | sharp/blunt | 1
12-167-22 | TC Parametrium scissors, slightly curved, 22 cm |  | 1
12-731-17 W | TC Mayo ligature scissors, curved, 17 cm W |  | 1
57-005-92 C | ABORT-CURETTAGE SET, CONTAINER AND BASKET
35-092-12 | Handle for Scherback specula, 20 cm |  | 1
35-092-10 | Scherback weight, 400 g, 10.5 cm |  | 1
35-092-01 | Scherback blade, 80 x 30 mm |  | 1
35-092-02 | Scherback blade, 85 x 35 mm |  | 1
35-092-03 | Scherback blade, 90 x 40 mm |  | 1
35-092-04 | Scherback blade, 55 x 40 / 60 mm |  | 1
35-030-03 | Kristeller specula, set, Fig. 3, 90x36mm /100x32mm |  | 1
35-204-25 | Schröder uterine tenaculum forceps, 25 cm |  | 2
15-703-20 | Gross-Maier sponge forceps, curved, 20 cm |  | 2
15-701-27 | Ulrich sponge forceps, curved, 26.5 cm |  | 1
13-000-20 | Standard dressing forceps, straight, 20 cm |  | 1
13-100-20 | Dissecting forceps 1x2, 20 cm |  | 1
35-100-02 | Hegar uterine dilator Ø 2 mm |  | 1
35-100-04 | Hegar uterine dilator Ø 4 mm |  | 1
35-100-09 | Hegar uterine dilator Ø 9 mm |  | 1
35-100-10 | Hegar uterine dilator Ø 10 mm |  | 1
35-100-11 | Hegar uterine dilator Ø 11 mm |  | 1
35-100-12 | Hegar uterine dilator Ø 12 mm |  | 1
35-100-13 | Hegar uterine dilator Ø 13 mm |  | 1
35-100-15 | Hegar uterine dilator Ø 15 mm |  | 1
35-100-06 | Hegar uterine dilator Ø 6 mm |  | 2
35-100-08 | Hegar uterine dilator Ø 8 mm |  | 2
35-510-11 | Recamier uterine curette, sharp, rigid, Fig. 4, | 11 mm, 31 cm | 1
35-510-12 | Recamier uterine curette, sharp, rigid, Fig. 5, | 12 mm, 31 cm | 1
35-510-14 | Recamier uterine curette, sharp, rigid, Fig. 6, | 14 mm, 31 cm | 1
35-510-15 | Recamier uterine curette, sharp, rigid, Fig. 7, | 15 mm, 31 cm | 1
35-520-11 | Sims uterine curette, blunt, rigid, Fig. 4, 11 mm, | 31 cm | 1
35-520-12 | Sims uterine curette, blunt, rigid, Fig. 5, 12 mm, | 31 cm | 1
35-520-14 | Sims uterine curette, blunt, rigid, Fig. 6, 14 mm, | 31 cm | 1
35-520-15 | Sims uterine curette, blunt, rigid, Fig. 7, 15 mm, | 31 cm | 1
35-750-01 | Winter ovum forceps, Fig. 1, straight, 28 cm |  | 1
35-751-01 | Winter ovum forceps, Fig. 1, curved, 28 cm |  | 1
35-750-03 | Winter ovum forceps, Fig. 3, straight, 28 cm |  | 1
35-751-03 | Winter ovum forceps, Fig. 3, curved, 28 cm |  | 1
10-103-12 | Scalpel handle No. 3R with round handle |  | 1
10-103-13 | Scalpel handle No. 3 with round handle angled |  | 1
35-100-01 | Hegar uterine dilator Ø 1 mm |  | 1
35-100-03 | Hegar uterine dilator Ø 3 mm |  | 1
35-100-05 | Hegar uterine dilator Ø 5 mm |  | 1
35-100-07 | Hegar uterine dilator Ø 7 mm |  | 1
35-100-14 | Hegar uterine dilator Ø 14 mm |  | 1
35-100-16 | Hegar uterine dilator Ø 16 mm |  | 1
35-100-18 | Hegar uterine dilator Ø 18 mm |  | 1
35-100-20 | Hegar uterine dilator Ø 20 mm |  | 1
11-002-14 | Surgical scissors, Fig. 2, straight, 14 cm, | sharp/blunt | 1
12-167-22 | TC Parametrium scissors, slightly curved, 22 cm |  | 1
12-731-17 W | TC Mayo ligature scissors, curved, 17 cm W |  | 1
55-110-60 | Container bottom, aluminium, 600 x 272 x 96 mm, | non perforated | 1
55-110-90 | Container lid, aluminium, silver, 585 x 285 mm, | perforated | 1
55-190-05 | Wire basket, 480 x 245 x 50 mm |  | 1
55-820-03 | Identification label, red |  | 1
57-005-94 | I.U.D. INSERTION SET
35-005-02 | Cusco vaginal specula, Fig. 2, standard, 85 x 35mm |  | 1
35-304-32 | Saunders IUD removing hook, 32 cm |  | 1
35-204-25 | Schröder uterine tenaculum forceps, 25 cm |  | 1
15-736-20 | Förster-Ballenger forceps, straight, 20 cm |  | 1
11-160-19 | Mayo surgical scissors, straight, 19 cm |  | 1
15-014-20 | Spencer-Wells forceps, straight, 20 cm |  | 1
35-120-32 | Sims uterine sound, rigid, 32 cm |  | 1
35-220-08 | Museux tenaculum forceps, 8 mm, straight, 24 cm |  | 1
51-103-12 | Round bowls, Ø 150 mm, H 62 mm, 0.9 l |  | 1
51-103-11 | Round bowls, Ø 100 mm, H 50 mm, 0.25 l |  | 2
51-100-27 | Kidney bowls, 275 x 150 x 45 mm |  | 2
57-005-94 C | I.U.D. INSERTION SET, CONTAINER AND BASKET
35-005-02 | Cusco vaginal specula, Fig. 2, standard, 85 x 35mm |  | 1
35-304-32 | Saunders IUD removing hook, 32 cm |  | 1
35-204-25 | Schröder uterine tenaculum forceps, 25 cm |  | 1
15-736-20 | Förster-Ballenger forceps, straight, 20 cm |  | 1
11-160-19 | Mayo surgical scissors, straight, 19 cm |  | 1
15-014-20 | Spencer-Wells forceps, straight, 20 cm |  | 1
35-120-32 | Sims uterine sound, rigid, 32 cm |  | 1
35-220-08 | Museux tenaculum forceps, 8 mm, straight, 24 cm |  | 1
51-103-12 | Round bowls, Ø 150 mm, H 62 mm, 0.9 l |  | 1
51-103-11 | Round bowls, Ø 100 mm, H 50 mm, 0.25 l |  | 2
51-100-27 | Kidney bowls, 275 x 150 x 45 mm |  | 2
55-210-60 | Container bottom, aluminium, 475 x 272 x 96 mm, | non perforated | 1
55-210-90 | Container lid, aluminium, silver, 460 x 285 mm, | perforated | 1
55-290-05 | Wire basket, 405 x 245 x 50 mm |  | 1
55-820-03 | Identification label, red |  | 1
57-005-96 | IUCD SET
35-121-32 | Sims uterine sound, malleable, 32 cm |  | 1
35-005-01 | Cusco vaginal specula, Fig. 1, standard, 75 x 32mm |  | 1
35-005-02 | Cusco vaginal specula, Fig. 2, standard, 85 x 35mm |  | 1
35-005-03 | Cusco vaginal specula, Fig. 3, standard,110 x37mm |  | 1
15-742-25 | Rampley forceps, straight, 25 cm |  | 1
35-204-25 | Schröder uterine tenaculum forceps, 25 cm |  | 1
15-014-20 | Spencer-Wells forceps, straight, 20 cm |  | 1
35-304-32 | Saunders IUD removing hook, 32 cm |  | 1
11-121-20 | Sims scissors curved, blunt/blunt, 20 cm |  | 1
57-005-96 C | IUCD SET, CONTAINER AND BASKET
35-121-32 | Sims uterine sound, malleable, 32 cm |  | 1
35-005-01 | Cusco vaginal specula, Fig. 1, standard, 75 x 32mm |  | 1
35-005-02 | Cusco vaginal specula, Fig. 2, standard, 85 x 35mm |  | 1
35-005-03 | Cusco vaginal specula, Fig. 3, standard,110 x37mm |  | 1
15-742-25 | Rampley forceps, straight, 25 cm |  | 1
35-204-25 | Schröder uterine tenaculum forceps, 25 cm |  | 1
15-014-20 | Spencer-Wells forceps, straight, 20 cm |  | 1
35-304-32 | Saunders IUD removing hook, 32 cm |  | 1
11-121-20 | Sims scissors curved, blunt/blunt, 20 cm |  | 1
55-210-60 | Container bottom, aluminium, 475 x 272 x 96 mm, | non perforated | 1
55-210-90 | Container lid, aluminium, silver, 460 x 285 mm, | perforated | 1
55-290-05 | Wire basket, 405 x 245 x 50 mm |  | 1
55-820-03 | Identification label, red |  | 1
57-005-98 | ONCOLOGIC SURGERY SET FOR GYN
10-104-04 | Scalpel handle No. 4 L |  | 1
10-104-05 | Scalpel handle No. 4 L, angled |  | 1
10-103-06 | Scalpel handle No. 7 |  | 1
10-199-00 | Scalpel remover |  | 1
11-201-14 | Metzenbaum scissors, curved, Fig. 1, 14 cm |  | 1
11-201-30 | Metzenbaum scissors, curved, Fig. 1, 30 cm |  | 1
11-410-15 | Dissecting scissors, straight, 15 cm |  | 1
11-201-23 SC | Metzenbaum scissors, curved, Fig. 1, 23 cm SC |  | 1
14-154-18 | TC Semken dissceting forceps, 1x2, 18 cm |  | 1
14-064-15 | TC Potts-Smith dressing forceps 15 cm |  | 1
14-064-23 | TC Potts-Smith dressing forceps 23 cm |  | 1
14-102-14 | TC standard dissecting forceps, 1x2, 14 cm |  | 1
15-033-14 | Micro Adson forceps, 14 cm |  | 2
15-100-24 | Ochsner-Kocher forceps, straight, 24 cm |  | 2
15-265-18 | Mixter forceps, delicate, curved, 18 cm |  | 2
15-273-18 | Baby-Adson forceps, curved, 18 cm |  | 2
15-355-22 | Mixter forceps, curved, 22 cm |  | 2
15-281-19 | Kelly forceps, curved, Fig. 1, 19 cm |  | 6
16-119-13 | Moldestad vessel hook, 13 cm |  | 1
16-130-12 | Desmarres retractor (fenestrated), 12 mm, 16 cm |  | 1
16-130-14 | Desmarres retractor (fenestrated), 14 mm, 16 cm |  | 1
16-130-16 | Desmarres retractor (fenestrated), 16 mm, 16 cm |  | 1
16-018-07 | Langenbeck retractor, 50x11 mm |  | 2
16-082-01 | Deaver retractor, Fig. 1, 25 mm, 31 cm | with grip handle | 1
16-081-08 | Deaver retractor, Fig. 8, 50 mm, 31 cm |  | 1
16-081-09 | Deaver retractor, Fig. 9, 75 mm, 32 cm |  | 1
16-066-03 | StMarks Pelvis retractor, 178x60 mm, 33 cm |  | 1
16-279-00 | Balfour abdominal retractor, USA model with | 2 pairs of changeable lateral blade 60 mm / 80 mm, | 1
16-074-06 | Spatula, malleable, soft, 200 x 25 mm |  | 1
10-600-16 | Probe, Ø 1 mm, 16 cm |  | 1
10-621-16 | Lockhart-Mummery probe, curved, 16 cm |  | 1
10-631-16 | Farrel cotton app, 1.1 mm, 16 cm, spiral |  | 1
10-032-15 | Ruler, 15 cm |  | 1
10-911-02 | Yankauer suction tube, 27 cm with central | bore Ø 2.0 mm | 1
18-030-13 | Webster TC-needle holder, smooth, 13 cm |  | 1
18-002-20 | Mayo-Hegar TC-needle holder, 20 cm |  | 1
18-037-24 | Heaney TC-needle holder, 24 cm |  | 1
13-204-16 | De Bakey forceps, 2.8 mm, straight, 16 cm |  | 1
13-204-20 | De Bakey forceps, 2.8 mm, straight, 20 cm |  | 1
13-209-20 | De Bakey forceps, 2.0 mm, angled, 20 cm |  | 1
15-494-09 | Bulldog clamp De Bakey, straight, 90 mm |  | 2
15-495-09 | Bulldog clamp De Bakey, curved, 86 mm |  | 2
15-507-24 | Clip Applying forceps for Bulldog clamps, 24 cm |  | 1
15-562-17 | De Bakey atrauma clamp, straight, 17 cm |  | 2
15-569-17 | De Bakey atrauma clamp, curved, 16.5 cm |  | 4
15-766-25 | Allis tissue forceps, 5x6, straight, 25 cm |  | 4
15-768-20 | Allis atrauma forceps, straight, 20 cm |  | 2
15-764-16 | Babcock TC tissue forceps, straight, 16 cm |  | 2
15-764-20 | Babcock TC tissue forceps, straight, 20 cm |  | 2
33-302-15 | Sims rectal specula, fenestrated, 15.5 cm |  | 1
35-087-20 | Breisky specula, 100 x 20 mm |  | 2
35-087-40 | Breisky specula, 100 x 40 mm |  | 2
35-088-20 | Breisky specula "Vienna", 130 x 20 mm, 32 cm |  | 2
35-231-23 | Somer uterine seizing forceps, 23 cm |  | 1
35-510-05 | Recamier uterine curette, sharp, rigid, Fig. 00, | 5 mm, 31 cm | 1
56-100-65 | Needle case, 62 x 13 mm, insert only |  | 1
35-410-28 | Alexander biopsy forceps, straight, WL 20 cm |  | 2
35-412-02 | Schumacher biopsy forceps, Fig. 2, WL 24 cm |  | 1
10-420-04 | Keyes, dermal punch Ø 4 mm |  | 1
10-420-08 | Keyes, dermal punch Ø 8 mm |  | 1
57-005-98 C | ONCOLOGIC SURGERY SET FOR GYN,CONTAINER AND BASKET
10-104-04 | Scalpel handle No. 4 L |  | 1
10-104-05 | Scalpel handle No. 4 L, angled |  | 1
10-103-06 | Scalpel handle No. 7 |  | 1
10-199-00 | Scalpel remover |  | 1
11-201-14 | Metzenbaum scissors, curved, Fig. 1, 14 cm |  | 1
11-201-30 | Metzenbaum scissors, curved, Fig. 1, 30 cm |  | 1
11-410-15 | Dissecting scissors, straight, 15 cm |  | 1
11-201-23 SC | Metzenbaum scissors, curved, Fig. 1, 23 cm SC |  | 1
14-154-18 | TC Semken dissceting forceps, 1x2, 18 cm |  | 1
14-064-15 | TC Potts-Smith dressing forceps 15 cm |  | 1
14-064-23 | TC Potts-Smith dressing forceps 23 cm |  | 1
14-102-14 | TC standard dissecting forceps, 1x2, 14 cm |  | 1
15-033-14 | Micro Adson forceps, 14 cm |  | 2
15-100-24 | Ochsner-Kocher forceps, straight, 24 cm |  | 2
15-265-18 | Mixter forceps, delicate, curved, 18 cm |  | 2
15-273-18 | Baby-Adson forceps, curved, 18 cm |  | 2
15-355-22 | Mixter forceps, curved, 22 cm |  | 2
15-281-19 | Kelly forceps, curved, Fig. 1, 19 cm |  | 6
16-119-13 | Moldestad vessel hook, 13 cm |  | 1
16-130-12 | Desmarres retractor (fenestrated), 12 mm, 16 cm |  | 1
16-130-14 | Desmarres retractor (fenestrated), 14 mm, 16 cm |  | 1
16-130-16 | Desmarres retractor (fenestrated), 16 mm, 16 cm |  | 1
16-018-07 | Langenbeck retractor, 50x11 mm |  | 2
16-082-01 | Deaver retractor, Fig. 1, 25 mm, 31 cm | with grip handle | 1
16-081-08 | Deaver retractor, Fig. 8, 50 mm, 31 cm |  | 1
16-081-09 | Deaver retractor, Fig. 9, 75 mm, 32 cm |  | 1
16-066-03 | StMarks Pelvis retractor, 178x60 mm, 33 cm |  | 1
16-279-00 | Balfour abdominal retractor, USA model with | 2 pairs of changeable lateral blade 60 mm / 80 mm, | 1
16-074-06 | Spatula, malleable, soft, 200 x 25 mm |  | 1
10-600-16 | Probe, Ø 1 mm, 16 cm |  | 1
10-621-16 | Lockhart-Mummery probe, curved, 16 cm |  | 1
10-631-16 | Farrel cotton app, 1.1 mm, 16 cm, spiral |  | 1
10-032-15 | Ruler, 15 cm |  | 1
10-911-02 | Yankauer suction tube, 27 cm with central | bore Ø 2.0 mm | 1
18-030-13 | Webster TC-needle holder, smooth, 13 cm |  | 1
18-002-20 | Mayo-Hegar TC-needle holder, 20 cm |  | 1
18-037-24 | Heaney TC-needle holder, 24 cm |  | 1
13-204-16 | De Bakey forceps, 2.8 mm, straight, 16 cm |  | 1
13-204-20 | De Bakey forceps, 2.8 mm, straight, 20 cm |  | 1
13-209-20 | De Bakey forceps, 2.0 mm, angled, 20 cm |  | 1
15-494-09 | Bulldog clamp De Bakey, straight, 90 mm |  | 2
15-495-09 | Bulldog clamp De Bakey, curved, 86 mm |  | 2
15-507-24 | Clip Applying forceps for Bulldog clamps, 24 cm |  | 1
15-562-17 | De Bakey atrauma clamp, straight, 17 cm |  | 2
15-569-17 | De Bakey atrauma clamp, curved, 16.5 cm |  | 4
15-766-25 | Allis tissue forceps, 5x6, straight, 25 cm |  | 4
15-768-20 | Allis atrauma forceps, straight, 20 cm |  | 2
15-764-16 | Babcock TC tissue forceps, straight, 16 cm |  | 2
15-764-20 | Babcock TC tissue forceps, straight, 20 cm |  | 2
33-302-15 | Sims rectal specula, fenestrated, 15.5 cm |  | 1
35-087-20 | Breisky specula, 100 x 20 mm |  | 2
35-087-40 | Breisky specula, 100 x 40 mm |  | 2
35-088-20 | Breisky specula "Vienna", 130 x 20 mm, 32 cm |  | 2
35-231-23 | Somer uterine seizing forceps, 23 cm |  | 1
35-510-05 | Recamier uterine curette, sharp, rigid, Fig. 00, | 5 mm, 31 cm | 1
56-100-65 | Needle case, 62 x 13 mm, insert only |  | 1
35-410-28 | Alexander biopsy forceps, straight, WL 20 cm |  | 2
35-412-02 | Schumacher biopsy forceps, Fig. 2, WL 24 cm |  | 1
10-420-04 | Keyes, dermal punch Ø 4 mm |  | 1
10-420-08 | Keyes, dermal punch Ø 8 mm |  | 1
55-110-62 | Container bottom, aluminium, 600 x 272 x 138 mm, | non perforated | 1
55-110-90 | Container lid, aluminium, silver, 585 x 285 mm, | perforated | 1
55-190-05 | Wire basket, 480 x 245 x 50 mm |  | 2
55-820-03 | Identification label, red |  | 1
57-006-00 | SALPINGOTOMY SET
11-440-11 | Iris scissors (M), straight, 11 cm |  | 1
11-441-11 | Iris scissors (M), curved, 11 cm |  | 1
13-142-12 | Adson dissecting forceps, 1x2, 12 cm |  | 2
15-062-12 | Micro-Mosquito forceps, straight, 12.5 cm |  | 6
15-063-12 | Micro-Mosquito forceps, curved, 12.5 cm |  | 6
15-038-16 | Crile-Rankin forceps, straight, 16 cm |  | 1
15-736-25 | Förster-Ballenger forceps, straight, 25 cm |  | 1
17-014-15 | Crile-Wood needle holder, 15 cm |  | 2
10-103-01 | Scalpel handle, standard No. 3 |  | 1
10-604-14 | Probe with ear, 14.5 cm |  | 1
35-019-02 | Sims vaginal specula, Fig. 2, 70 x 30mm/70 x 35mm |  | 2
35-204-25 | Schröder uterine tenaculum forceps, 25 cm |  | 1
57-006-00 C | SALPINGOTOMY SET, CONTAINER AND BASKET
11-440-11 | Iris scissors (M), straight, 11 cm |  | 1
11-441-11 | Iris scissors (M), curved, 11 cm |  | 1
13-142-12 | Adson dissecting forceps, 1x2, 12 cm |  | 2
15-062-12 | Micro-Mosquito forceps, straight, 12.5 cm |  | 6
15-063-12 | Micro-Mosquito forceps, curved, 12.5 cm |  | 6
15-038-16 | Crile-Rankin forceps, straight, 16 cm |  | 1
15-736-25 | Förster-Ballenger forceps, straight, 25 cm |  | 1
17-014-15 | Crile-Wood needle holder, 15 cm |  | 2
10-103-01 | Scalpel handle, standard No. 3 |  | 1
10-604-14 | Probe with ear, 14.5 cm |  | 1
35-019-02 | Sims vaginal specula, Fig. 2, 70 x 30mm/70 x 35mm |  | 2
35-204-25 | Schröder uterine tenaculum forceps, 25 cm |  | 1
55-210-60 | Container bottom, aluminium, 475 x 272 x 96 mm, | non perforated | 1
55-210-90 | Container lid, aluminium, silver, 460 x 285 mm, | perforated | 1
55-290-05 | Wire basket, 405 x 245 x 50 mm |  | 1
55-820-03 | Identification label, red |  | 1
57-006-02 | PERINEAL PLASTIC SET
11-170-17 | Mayo-Stille scissors, straight, 17 cm |  | 1
11-171-17 | Mayo-Stille scissors, curved, 17 cm |  | 1
13-000-14 | Standard dressing forceps, straight, 14.5 cm |  | 2
13-000-20 | Standard dressing forceps, straight, 20 cm |  | 1
13-100-14 | Dissecting forceps 1x2, 14.5 cm |  | 1
13-100-16 | Dissecting forceps 1x2, 16 cm |  | 1
15-048-14 | Crile forceps, straight, 14 cm |  | 12
15-038-16 | Crile-Rankin forceps, straight, 16 cm |  | 2
15-001-16 | Pean forceps, curved, 16 cm |  | 2
15-001-24 | Pean forceps, curved, 24 cm |  | 6
15-100-16 | Ochsner-Kocher forceps, straight, 16 cm |  | 6
15-801-13 | Backhaus towel forceps, 13 cm |  | 4
15-736-25 | Förster-Ballenger forceps, straight, 25 cm |  | 4
15-736-18 | Förster-Ballenger forceps, straight, 18 cm |  | 1
15-717-26 | Bozemann forceps, S-shape, 26 cm |  | 1
17-000-18 | Hegar needle holder, heavy pattern, 17.5 cm |  | 1
10-103-01 | Scalpel handle, standard No. 3 |  | 1
10-602-14 | Probe, Ø 2 mm, 14.5 cm |  | 1
10-610-14 | Director, 14.5 cm |  | 1
16-248-18 | Gelpi-Loktite self retaining retractor, 18 cm |  | 1
35-040-01 | Kristeller specula, set, Fig. 00, 105 x 18 mm / | 110 x 14 mm | 1
35-042-02 | Kristeller retractor, Fig. 0, 110 x 17 m |  | 2
35-093-01 | Auvard specula, with removable weight, 80 x 38 mm |  | 1
35-106-26 | Hegar uterine dilator set 26 pcs., | full sizes from 1.0 - 26.0 mm, without case | 1
35-120-32 | Sims uterine sound, rigid, 32 cm |  | 1
35-520-07 | Sims uterine curette, blunt, rigid, Fig. 1, 7 mm, | 31 cm | 1
35-520-09 | Sims uterine curette, blunt, rigid, Fig. 3, 9 mm, | 31 cm | 1
35-510-08 | Recamier uterine curette, sharp, rigid, Fig. 2, | 8 mm, 31 cm | 1
35-510-11 | Recamier uterine curette, sharp, rigid, Fig. 4, | 11 mm, 31 cm | 1
35-214-24 | Schröder tenaculum forceps, straight, 24 cm |  | 1
35-215-24 | Schröder tenaculum forceps, curved, 24 cm |  | 2
15-766-19 | Allis tissue forceps, 5x6, straight, 19 cm |  | 6
57-006-02 C | PERINEAL PLASTIC SET, CONTAINER AND BASKET
11-170-17 | Mayo-Stille scissors, straight, 17 cm |  | 1
11-171-17 | Mayo-Stille scissors, curved, 17 cm |  | 1
13-000-14 | Standard dressing forceps, straight, 14.5 cm |  | 2
13-000-20 | Standard dressing forceps, straight, 20 cm |  | 1
13-100-14 | Dissecting forceps 1x2, 14.5 cm |  | 1
13-100-16 | Dissecting forceps 1x2, 16 cm |  | 1
15-048-14 | Crile forceps, straight, 14 cm |  | 12
15-038-16 | Crile-Rankin forceps, straight, 16 cm |  | 2
15-001-16 | Pean forceps, curved, 16 cm |  | 2
15-001-24 | Pean forceps, curved, 24 cm |  | 6
15-100-16 | Ochsner-Kocher forceps, straight, 16 cm |  | 6
15-801-13 | Backhaus towel forceps, 13 cm |  | 4
15-736-25 | Förster-Ballenger forceps, straight, 25 cm |  | 4
15-736-18 | Förster-Ballenger forceps, straight, 18 cm |  | 1
15-717-26 | Bozemann forceps, S-shape, 26 cm |  | 1
17-000-18 | Hegar needle holder, heavy pattern, 17.5 cm |  | 1
10-103-01 | Scalpel handle, standard No. 3 |  | 1
10-602-14 | Probe, Ø 2 mm, 14.5 cm |  | 1
10-610-14 | Director, 14.5 cm |  | 1
16-248-18 | Gelpi-Loktite self retaining retractor, 18 cm |  | 1
35-040-01 | Kristeller specula, set, Fig. 00, 105 x 18 mm / | 110 x 14 mm | 1
35-042-02 | Kristeller retractor, Fig. 0, 110 x 17 m |  | 2
35-093-01 | Auvard specula, with removable weight, 80 x 38 mm |  | 1
35-106-26 | Hegar uterine dilator set 26 pcs., | full sizes from 1.0 - 26.0 mm, without case | 1
35-120-32 | Sims uterine sound, rigid, 32 cm |  | 1
35-520-07 | Sims uterine curette, blunt, rigid, Fig. 1, 7 mm, | 31 cm | 1
35-520-09 | Sims uterine curette, blunt, rigid, Fig. 3, 9 mm, | 31 cm | 1
35-510-08 | Recamier uterine curette, sharp, rigid, Fig. 2, | 8 mm, 31 cm | 1
35-510-11 | Recamier uterine curette, sharp, rigid, Fig. 4, | 11 mm, 31 cm | 1
35-214-24 | Schröder tenaculum forceps, straight, 24 cm |  | 1
35-215-24 | Schröder tenaculum forceps, curved, 24 cm |  | 2
15-766-19 | Allis tissue forceps, 5x6, straight, 19 cm |  | 6
55-110-60 | Container bottom, aluminium, 600 x 272 x 96 mm, | non perforated | 1
55-110-90 | Container lid, aluminium, silver, 585 x 285 mm, | perforated | 1
55-190-05 | Wire basket, 480 x 245 x 50 mm |  | 1
55-820-03 | Identification label, red |  | 1
57-006-04 | EPIDURAL BLOCK SET
15-742-18 | Rampley forceps, straight, 18 cm |  | 2
15-801-11 | Backhaus towel forceps, 11 cm |  | 2
13-000-16 | Standard dressing forceps, straight, 16 cm |  | 1
10-828-05 | Quincke cannula, 1.2 x 76 mm for lumbar puncture |  | 2
51-103-14 | Round bowls, Ø 147 mm, H 65 mm, 0.70 l |  | 1
51-100-25 | Kidney bowls, 250 x 140 x 40 mm |  | 1
57-006-04 C | EPIDURAL BLOCK SET, CONTAINER AND BASKET
15-742-18 | Rampley forceps, straight, 18 cm |  | 2
15-801-11 | Backhaus towel forceps, 11 cm |  | 2
13-000-16 | Standard dressing forceps, straight, 16 cm |  | 1
10-828-05 | Quincke cannula, 1.2 x 76 mm for lumbar puncture |  | 2
51-103-14 | Round bowls, Ø 147 mm, H 65 mm, 0.70 l |  | 1
51-100-25 | Kidney bowls, 250 x 140 x 40 mm |  | 1
55-210-60 | Container bottom, aluminium, 475 x 272 x 96 mm, | non perforated | 1
55-210-90 | Container lid, aluminium, silver, 460 x 285 mm, | perforated | 1
55-290-05 | Wire basket, 405 x 245 x 50 mm |  | 1
55-820-03 | Identification label, red |  | 1
57-006-06 | MIDWIFERY SET
13-000-14 | Standard dressing forceps, straight, 14.5 cm |  | 1
13-100-14 | Dissecting forceps 1x2, 14.5 cm |  | 1
11-139-14 | Braun-Stadler episiotomy scissors, 14 cm |  | 1
50-032-10 | Nail files, 10 cm |  | 1
11-003-14 | Surgical scissors, Fig. 2, curved, 14 cm, | sharp/blunt | 1
50-007-10 | Nail scissors, curved, 10 cm |  | 1
11-147-16 | Busch umbilical cord scissors, 16 cm |  | 1
15-000-16 | Pean forceps, straight, 16 cm |  | 2
15-702-20 | Gross-Maier sponge forceps, straight, 20 cm |  | 1
36-110-12 | Metal catheter, female, 12 Charr., 15 cm |  | 1
10-010-01 | Pinard Stethoscope, wood, 18 cm |  | 1
10-031-15 | Tape measure, linen, 1.5 m, NON CALIBRATED |  | 1
57-006-06 C | MIDWIFERY SET, CONTAINER AND BASKET
13-000-14 | Standard dressing forceps, straight, 14.5 cm |  | 1
13-100-14 | Dissecting forceps 1x2, 14.5 cm |  | 1
11-139-14 | Braun-Stadler episiotomy scissors, 14 cm |  | 1
50-032-10 | Nail files, 10 cm |  | 1
11-003-14 | Surgical scissors, Fig. 2, curved, 14 cm, | sharp/blunt | 1
50-007-10 | Nail scissors, curved, 10 cm |  | 1
11-147-16 | Busch umbilical cord scissors, 16 cm |  | 1
15-000-16 | Pean forceps, straight, 16 cm |  | 2
15-702-20 | Gross-Maier sponge forceps, straight, 20 cm |  | 1
36-110-12 | Metal catheter, female, 12 Charr., 15 cm |  | 1
10-010-01 | Pinard Stethoscope, wood, 18 cm |  | 1
10-031-15 | Tape measure, linen, 1.5 m, NON CALIBRATED |  | 1
55-510-61 | Container bottom, aluminium, 320 x 186 x 59 mm, | non perforated - for Special container | 1
55-510-90 | Container lid, aluminium, silver, 325 x 192 mm, | perforated - for Special container | 1
55-525-05 | Stainless steel tray 275 x 175 x 45mm, without lid |  | 1
55-820-03 | Identification label, red |  | 1
57-006-08 | SUCTION CURETTES
35-309-03 | Vacuum curette, Ø 3 mm |  | 1
35-309-04 | Vacuum curette, Ø 4.5 mm |  | 1
35-309-06 | Vacuum curette, Ø 6 mm |  | 1
35-309-08 | Vacuum curette, Ø 8 mm |  | 1
35-309-10 | Vacuum curette, Ø 10 mm |  | 1
35-309-12 | Vacuum curette, Ø 12 mm |  | 1
35-309-14 | Vacuum curette, Ø 14 mm |  | 1
35-309-50 | Coupling connection for suction curettes |  | 1
57-006-08 C | SUCTION CURETTES, CONTAINER AND BASKET
35-309-03 | Vacuum curette, Ø 3 mm |  | 1
35-309-04 | Vacuum curette, Ø 4.5 mm |  | 1
35-309-06 | Vacuum curette, Ø 6 mm |  | 1
35-309-08 | Vacuum curette, Ø 8 mm |  | 1
35-309-10 | Vacuum curette, Ø 10 mm |  | 1
35-309-12 | Vacuum curette, Ø 12 mm |  | 1
35-309-14 | Vacuum curette, Ø 14 mm |  | 1
35-309-50 | Coupling connection for suction curettes |  | 1
55-210-60 | Container bottom, aluminium, 475 x 272 x 96 mm, | non perforated | 1
55-210-90 | Container lid, aluminium, silver, 460 x 285 mm, | perforated | 1
55-290-05 | Wire basket, 405 x 245 x 50 mm |  | 1
55-820-03 | Identification label, red |  | 1

## Cardiac & Thoracic
ITEM CODE | DESCRIPTION | DESCRIPTION 2 | QTY
57-010-00 | MAJOR CARDIAC BASIC SET
15-703-27 | Gross-Maier sponge forceps, curved, 27 cm |  | 4
15-702-27 | Gross-Maier sponge forceps, straight, 27 cm |  | 3
15-766-15 | Allis tissue forceps, 5x6, straight, 15 cm |  | 2
15-801-11 | Backhaus towel forceps, 11 cm |  | 8
15-803-11 | Backhaus towel forceps, 11 cm, with holder | for tubing up to Ø 15 mm | 1
10-103-01 | Scalpel handle, standard No. 3 |  | 1
10-104-01 | Scalpel handle, standard No. 4 |  | 2
10-104-04 | Scalpel handle No. 4 L |  | 1
10-199-00 | Scalpel remover |  | 2
13-000-14 | Standard dressing forceps, straight, 14.5 cm |  | 3
13-000-20 | Standard dressing forceps, straight, 20 cm |  | 2
13-100-14 | Dissecting forceps 1x2, 14.5 cm |  | 3
13-100-18 | Dissecting forceps 1x2, 18 cm |  | 2
14-064-15 | TC Potts-Smith dressing forceps 15 cm |  | 2
13-058-17 | Taylor, forceps, straight, 17 cm with scarper |  | 1
11-201-18 | Metzenbaum scissors, curved, Fig. 1, 18 cm |  | 2
11-201-23 | Metzenbaum scissors, curved, Fig. 1, 23 cm |  | 1
11-002-16 | Surgical scissors, Fig. 2, straight, 16 cm, | sharp/blunt | 2
12-731-17 W | TC Mayo ligature scissors, curved, 17 cm W |  | 1
11-011-12 | Surgical scissors curved, delicate, Fig.1, 12 cm | blunt/blunt | 1
15-010-13 | Pean forceps, delicate, straight, 13 cm |  | 12
15-011-13 | Pean forceps, delicate, curved, 13 cm |  | 12
15-161-12 | Halsted-Mosquito forceps, curved, 1x2, 12 cm |  | 4
15-100-20 | Ochsner-Kocher forceps, straight, 20 cm |  | 2
15-000-20 | Pean forceps, straight, 20 cm |  | 2
15-237-23 | Gemini forceps, curved, 23 cm |  | 2
15-237-25 | Gemini forceps, curved, 25 cm |  | 2
15-343-20 | Mikulicz forceps, curved, 20 cm |  | 4
16-007-04 | Kocher retractor, 4-prongs, blunt, 22 cm |  | 2
16-007-06 | Kocher retractor, 6-prongs, blunt, 22 cm |  | 2
16-020-01 | Langenbeck retractor, 65x20 mm, curved |  | 2
16-050-01 | Roux retractor, Fig. 1, 14 cm |  | 1
16-048-02 | Martin retractor, 105 x 27 mm, 25 cm |  | 2
16-028-03 | Mikulicz retractor, 120 x 50 mm, 26 cm |  | 2
16-072-03 | Abdominal spatula, malleable, 330 x 30 mm |  | 1
18-002-20 | Mayo-Hegar TC-needle holder, 20 cm |  | 3
18-004-23 | De Bakey TC-needle holder, 23 cm |  | 1
17-731-20 | Deschamps ligature needle, left, blunt, 20 cm |  | 2
17-765-19 | König ligature conductor, 3 mm, 19.5 cm |  | 1
17-767-19 | König ligature conductor, 5 mm, 19.5 cm |  | 1
10-602-16 | Probe, Ø 2 mm, 16 cm |  | 1
10-613-14 | Doyen director, curved, 14 cm |  | 1
15-703-20 | Gross-Maier sponge forceps, curved, 20 cm |  | 1
10-914-10 | Poole suction cannula, Ø 10 mm, 22 cm |  | 1
10-705-12 G | Redon guide needle curved, 12 Charr. | with thread | 1
10-705-14 G | Redon guide needle curved, 14 Charr. | with thread | 1
51-105-11 | Round bowls, Ø 116 mm, H 35 mm, 0.30 l |  | 2
56-112-02 | Needle case perforated, with compartments | 150 x 95 x 13 mm | 1
57-010-00 C | MAJOR CARDIAC BASIC SET, CONTAINER AND BASKET
15-703-27 | Gross-Maier sponge forceps, curved, 27 cm |  | 4
15-702-27 | Gross-Maier sponge forceps, straight, 27 cm |  | 3
15-766-15 | Allis tissue forceps, 5x6, straight, 15 cm |  | 2
15-801-11 | Backhaus towel forceps, 11 cm |  | 8
15-803-11 | Backhaus towel forceps, 11 cm, with holder | for tubing up to Ø 15 mm | 1
10-103-01 | Scalpel handle, standard No. 3 |  | 1
10-104-01 | Scalpel handle, standard No. 4 |  | 2
10-104-04 | Scalpel handle No. 4 L |  | 1
10-199-00 | Scalpel remover |  | 2
13-000-14 | Standard dressing forceps, straight, 14.5 cm |  | 3
13-000-20 | Standard dressing forceps, straight, 20 cm |  | 2
13-100-14 | Dissecting forceps 1x2, 14.5 cm |  | 3
13-100-18 | Dissecting forceps 1x2, 18 cm |  | 2
14-064-15 | TC Potts-Smith dressing forceps 15 cm |  | 2
13-058-17 | Taylor, forceps, straight, 17 cm with scarper |  | 1
11-201-18 | Metzenbaum scissors, curved, Fig. 1, 18 cm |  | 2
11-201-23 | Metzenbaum scissors, curved, Fig. 1, 23 cm |  | 1
11-002-16 | Surgical scissors, Fig. 2, straight, 16 cm, | sharp/blunt | 2
12-731-17 W | TC Mayo ligature scissors, curved, 17 cm W |  | 1
11-011-12 | Surgical scissors curved, delicate, Fig.1, 12 cm | blunt/blunt | 1
15-010-13 | Pean forceps, delicate, straight, 13 cm |  | 12
15-011-13 | Pean forceps, delicate, curved, 13 cm |  | 12
15-161-12 | Halsted-Mosquito forceps, curved, 1x2, 12 cm |  | 4
15-100-20 | Ochsner-Kocher forceps, straight, 20 cm |  | 2
15-000-20 | Pean forceps, straight, 20 cm |  | 2
15-237-23 | Gemini forceps, curved, 23 cm |  | 2
15-237-25 | Gemini forceps, curved, 25 cm |  | 2
15-343-20 | Mikulicz forceps, curved, 20 cm |  | 4
16-007-04 | Kocher retractor, 4-prongs, blunt, 22 cm |  | 2
16-007-06 | Kocher retractor, 6-prongs, blunt, 22 cm |  | 2
16-020-01 | Langenbeck retractor, 65x20 mm, curved |  | 2
16-050-01 | Roux retractor, Fig. 1, 14 cm |  | 1
16-048-02 | Martin retractor, 105 x 27 mm, 25 cm |  | 2
16-028-03 | Mikulicz retractor, 120 x 50 mm, 26 cm |  | 2
16-072-03 | Abdominal spatula, malleable, 330 x 30 mm |  | 1
18-002-20 | Mayo-Hegar TC-needle holder, 20 cm |  | 3
18-004-23 | De Bakey TC-needle holder, 23 cm |  | 1
17-731-20 | Deschamps ligature needle, left, blunt, 20 cm |  | 2
17-765-19 | König ligature conductor, 3 mm, 19.5 cm |  | 1
17-767-19 | König ligature conductor, 5 mm, 19.5 cm |  | 1
10-602-16 | Probe, Ø 2 mm, 16 cm |  | 1
10-613-14 | Doyen director, curved, 14 cm |  | 1
15-703-20 | Gross-Maier sponge forceps, curved, 20 cm |  | 1
10-914-10 | Poole suction cannula, Ø 10 mm, 22 cm |  | 1
10-705-12 G | Redon guide needle curved, 12 Charr. | with thread | 1
10-705-14 G | Redon guide needle curved, 14 Charr. | with thread | 1
51-105-11 | Round bowls, Ø 116 mm, H 35 mm, 0.30 l |  | 2
56-112-02 | Needle case perforated, with compartments | 150 x 95 x 13 mm | 1
55-110-61 | Container bottom, aluminium, 600 x 272 x 116 mm, | non perforated | 1
55-110-90 | Container lid, aluminium, silver, 585 x 285 mm, | perforated | 1
55-190-05 | Wire basket, 480 x 245 x 50 mm |  | 1
55-820-03 | Identification label, red |  | 1
57-010-02 | MINOR CARDIO BASIC SET
15-703-27 | Gross-Maier sponge forceps, curved, 27 cm |  | 4
15-702-27 | Gross-Maier sponge forceps, straight, 27 cm |  | 2
15-766-15 | Allis tissue forceps, 5x6, straight, 15 cm |  | 2
15-801-11 | Backhaus towel forceps, 11 cm |  | 6
15-803-11 | Backhaus towel forceps, 11 cm, with holder | for tubing up to Ø 15 mm | 1
10-103-01 | Scalpel handle, standard No. 3 |  | 1
10-104-01 | Scalpel handle, standard No. 4 |  | 1
10-199-00 | Scalpel remover |  | 2
13-000-14 | Standard dressing forceps, straight, 14.5 cm |  | 3
13-000-18 | Standard dressing forceps, straight, 18 cm |  | 2
13-100-14 | Dissecting forceps 1x2, 14.5 cm |  | 3
13-100-18 | Dissecting forceps 1x2, 18 cm |  | 2
14-064-15 | TC Potts-Smith dressing forceps 15 cm |  | 2
13-058-17 | Taylor, forceps, straight, 17 cm with scarper |  | 1
11-201-18 | Metzenbaum scissors, curved, Fig. 1, 18 cm |  | 2
11-201-20 | Metzenbaum scissors, curved, Fig. 1, 20 cm |  | 1
11-002-16 | Surgical scissors, Fig. 2, straight, 16 cm, | sharp/blunt | 1
12-731-17 W | TC Mayo ligature scissors, curved, 17 cm W |  | 1
11-011-12 | Surgical scissors curved, delicate, Fig.1, 12 cm | blunt/blunt | 1
15-161-12 | Halsted-Mosquito forceps, curved, 1x2, 12 cm |  | 10
15-061-12 | Halsted-Mosquito forceps, curved, 12.5 cm |  | 10
15-000-20 | Pean forceps, straight, 20 cm |  | 2
15-239-22 | Gemini forceps, curved, 22 cm |  | 2
15-239-25 | Gemini forceps, curved, 25 cm |  | 2
15-343-20 | Mikulicz forceps, curved, 20 cm |  | 4
16-007-04 | Kocher retractor, 4-prongs, blunt, 22 cm |  | 2
16-007-02 | Kocher retractor, 2-prongs, blunt, 22 cm |  | 2
16-133-12 | Cushing vein hook, 12 mm, 20 cm |  | 2
16-050-01 | Roux retractor, Fig. 1, 14 cm |  | 1
16-018-15 | Langenbeck retractor, hollow handle, 40x11 mm |  | 2
18-002-18 | Mayo-Hegar TC-needle holder, 18 cm |  | 2
18-004-20 | De Bakey TC-needle holder, 20 cm, | Mayo Hegar delicate | 1
17-731-20 | Deschamps ligature needle, left, blunt, 20 cm |  | 1
17-767-19 | König ligature conductor, 5 mm, 19.5 cm |  | 1
10-613-14 | Doyen director, curved, 14 cm |  | 1
17-721-13 | Kronecker ligature needle, for right hand, 13 cm |  | 1
10-602-16 | Probe, Ø 2 mm, 16 cm |  | 1
10-705-08 G | Redon guide needle curved, 8 Charr. | with thread | 1
10-705-12 G | Redon guide needle curved, 12 Charr. | with thread | 1
15-703-20 | Gross-Maier sponge forceps, curved, 20 cm |  | 1
51-105-11 | Round bowls, Ø 116 mm, H 35 mm, 0.30 l |  | 2
56-112-02 | Needle case perforated, with compartments | 150 x 95 x 13 mm | 1
57-010-02 C | MINOR CARDIO BASIC SET, CONTAINER AND BASKET
15-703-27 | Gross-Maier sponge forceps, curved, 27 cm |  | 4
15-702-27 | Gross-Maier sponge forceps, straight, 27 cm |  | 2
15-766-15 | Allis tissue forceps, 5x6, straight, 15 cm |  | 2
15-801-11 | Backhaus towel forceps, 11 cm |  | 6
15-803-11 | Backhaus towel forceps, 11 cm, with holder | for tubing up to Ø 15 mm | 1
10-103-01 | Scalpel handle, standard No. 3 |  | 1
10-104-01 | Scalpel handle, standard No. 4 |  | 1
10-199-00 | Scalpel remover |  | 2
13-000-14 | Standard dressing forceps, straight, 14.5 cm |  | 3
13-000-18 | Standard dressing forceps, straight, 18 cm |  | 2
13-100-14 | Dissecting forceps 1x2, 14.5 cm |  | 3
13-100-18 | Dissecting forceps 1x2, 18 cm |  | 2
14-064-15 | TC Potts-Smith dressing forceps 15 cm |  | 2
13-058-17 | Taylor, forceps, straight, 17 cm with scarper |  | 1
11-201-18 | Metzenbaum scissors, curved, Fig. 1, 18 cm |  | 2
11-201-20 | Metzenbaum scissors, curved, Fig. 1, 20 cm |  | 1
11-002-16 | Surgical scissors, Fig. 2, straight, 16 cm, | sharp/blunt | 1
12-731-17 W | TC Mayo ligature scissors, curved, 17 cm W |  | 1
11-011-12 | Surgical scissors curved, delicate, Fig.1, 12 cm | blunt/blunt | 1
15-161-12 | Halsted-Mosquito forceps, curved, 1x2, 12 cm |  | 10
15-061-12 | Halsted-Mosquito forceps, curved, 12.5 cm |  | 10
15-000-20 | Pean forceps, straight, 20 cm |  | 2
15-239-22 | Gemini forceps, curved, 22 cm |  | 2
15-239-25 | Gemini forceps, curved, 25 cm |  | 2
15-343-20 | Mikulicz forceps, curved, 20 cm |  | 4
16-007-04 | Kocher retractor, 4-prongs, blunt, 22 cm |  | 2
16-007-02 | Kocher retractor, 2-prongs, blunt, 22 cm |  | 2
16-133-12 | Cushing vein hook, 12 mm, 20 cm |  | 2
16-050-01 | Roux retractor, Fig. 1, 14 cm |  | 1
16-018-15 | Langenbeck retractor, hollow handle, 40x11 mm |  | 2
18-002-18 | Mayo-Hegar TC-needle holder, 18 cm |  | 2
18-004-20 | De Bakey TC-needle holder, 20 cm, | Mayo Hegar delicate | 1
17-731-20 | Deschamps ligature needle, left, blunt, 20 cm |  | 1
17-767-19 | König ligature conductor, 5 mm, 19.5 cm |  | 1
10-613-14 | Doyen director, curved, 14 cm |  | 1
17-721-13 | Kronecker ligature needle, for right hand, 13 cm |  | 1
10-602-16 | Probe, Ø 2 mm, 16 cm |  | 1
10-705-08 G | Redon guide needle curved, 8 Charr. | with thread | 1
10-705-12 G | Redon guide needle curved, 12 Charr. | with thread | 1
15-703-20 | Gross-Maier sponge forceps, curved, 20 cm |  | 1
51-105-11 | Round bowls, Ø 116 mm, H 35 mm, 0.30 l |  | 2
56-112-02 | Needle case perforated, with compartments | 150 x 95 x 13 mm | 1
55-110-61 | Container bottom, aluminium, 600 x 272 x 116 mm, | non perforated | 1
55-110-90 | Container lid, aluminium, silver, 585 x 285 mm, | perforated | 1
55-190-05 | Wire basket, 480 x 245 x 50 mm |  | 1
55-820-03 | Identification label, red |  | 1
57-010-04 | NEONATAL THORAX INSTRUMENTS SET
30-201-00 | Cooley rip spreader, baby, alu, lateral blades | 14 x 16 mm, spreading 85 mm | 1
16-018-05 | Langenbeck retractor, 40x11 mm |  | 1
40-408-01 | Semb periosteal elevator, 12 mm, 19 cm |  | 1
40-408-02 | Semb periosteal elevator, 12 mm, 22 cm |  | 1
40-316-12 | Lexer-Mini osteotome, 12 mm, 18.5 cm |  | 1
30-103-22 | Gluck rip scissors, 22 cm |  | 1
30-109-24 | Lebsche sternal chisel, 24 cm |  | 1
30-262-14 | Bailey-Gibbon rip contractor, 16 cm |  | 1
40-467-05 | Volkmann bone curette, Fig. 1, 17 cm |  | 1
40-873-16 | TC wire cutting forceps, double, 16 cm, | hard Ø 1.7 mm / soft Ø 2.0 mm | 1
40-850-14 | Flat nose pliers, 14 cm |  | 1
40-641-03 | Böhler bone rongeur, curved, 3 mm, 15.5 cm |  | 1
57-010-04 C | NEONATAL THORAX INSTRUMENTS SET, CONTAINER AND BASKET
30-201-00 | Cooley rip spreader, baby, alu, lateral blades | 14 x 16 mm, spreading 85 mm | 1
16-018-05 | Langenbeck retractor, 40x11 mm |  | 1
40-408-01 | Semb periosteal elevator, 12 mm, 19 cm |  | 1
40-408-02 | Semb periosteal elevator, 12 mm, 22 cm |  | 1
40-316-12 | Lexer-Mini osteotome, 12 mm, 18.5 cm |  | 1
30-103-22 | Gluck rip scissors, 22 cm |  | 1
30-109-24 | Lebsche sternal chisel, 24 cm |  | 1
30-262-14 | Bailey-Gibbon rip contractor, 16 cm |  | 1
40-467-05 | Volkmann bone curette, Fig. 1, 17 cm |  | 1
40-873-16 | TC wire cutting forceps, double, 16 cm, | hard Ø 1.7 mm / soft Ø 2.0 mm | 1
40-850-14 | Flat nose pliers, 14 cm |  | 1
40-641-03 | Böhler bone rongeur, curved, 3 mm, 15.5 cm |  | 1
55-310-60 | Container bottom, aluminium, 310 x 272 x 96 mm, | non perforated | 1
55-310-90 | Container lid, aluminium, silver, 295 x 280 mm, | perforated | 1
55-390-05 | Wire basket, 246 x 246 x 50 mm |  | 1
55-820-03 | Identification label, red |  | 1
57-010-06 | CHILDREN THORAX INSTRUMENTS SET
30-203-00 | Cooley rip spreader, child, alu, lateral blades | 20 x 45 mm, spreading 140 mm | 1
40-408-04 | Semb periosteal elevator, 13 mm, 22 cm |  | 1
40-408-02 | Semb periosteal elevator, 12 mm, 22 cm |  | 1
40-316-12 | Lexer-Mini osteotome, 12 mm, 18.5 cm |  | 1
30-103-22 | Gluck rip scissors, 22 cm |  | 1
30-109-24 | Lebsche sternal chisel, 24 cm |  | 1
30-263-16 | Bailey-Gibbon rip contractor, 18 cm, short claws | for children | 1
40-467-08 | Volkmann bone curette, Fig. 4, 17 cm |  | 1
40-467-05 | Volkmann bone curette, Fig. 1, 17 cm |  | 1
40-873-16 | TC wire cutting forceps, double, 16 cm, | hard Ø 1.7 mm / soft Ø 2.0 mm | 1
40-850-14 | Flat nose pliers, 14 cm |  | 1
40-651-18 | Zaufal-Jansen bone rongeur, curved, 18 cm |  | 1
57-010-06 C | CHILDREN THORAX INSTRUMENTS SET, CONTAINER AND BASKET
30-203-00 | Cooley rip spreader, child, alu, lateral blades | 20 x 45 mm, spreading 140 mm | 1
40-408-04 | Semb periosteal elevator, 13 mm, 22 cm |  | 1
40-408-02 | Semb periosteal elevator, 12 mm, 22 cm |  | 1
40-316-12 | Lexer-Mini osteotome, 12 mm, 18.5 cm |  | 1
30-103-22 | Gluck rip scissors, 22 cm |  | 1
30-109-24 | Lebsche sternal chisel, 24 cm |  | 1
30-263-16 | Bailey-Gibbon rip contractor, 18 cm, short claws | for children | 1
40-467-08 | Volkmann bone curette, Fig. 4, 17 cm |  | 1
40-467-05 | Volkmann bone curette, Fig. 1, 17 cm |  | 1
40-873-16 | TC wire cutting forceps, double, 16 cm, | hard Ø 1.7 mm / soft Ø 2.0 mm | 1
40-850-14 | Flat nose pliers, 14 cm |  | 1
40-651-18 | Zaufal-Jansen bone rongeur, curved, 18 cm |  | 1
55-210-60 | Container bottom, aluminium, 475 x 272 x 96 mm, | non perforated | 1
55-210-90 | Container lid, aluminium, silver, 460 x 285 mm, | perforated | 1
55-290-05 | Wire basket, 405 x 245 x 50 mm |  | 1
55-820-03 | Identification label, red |  | 1
57-010-08 | ADULT THORAX INSTRUMENTS SET
30-204-00 | Cooley rip spreader, adult, alu, lateral blades | 30 x 50 mm, spreading 185 mm | 1
40-408-04 | Semb periosteal elevator, 13 mm, 22 cm |  | 1
40-410-01 | Doyen periosteal elevator, adult, left, 17 cm |  | 1
40-410-02 | Doyen periosteal elevator, adult, right, 17 cm |  | 1
40-316-12 | Lexer-Mini osteotome, 12 mm, 18.5 cm |  | 1
30-103-22 | Gluck rip scissors, 22 cm |  | 1
30-109-24 | Lebsche sternal chisel, 24 cm |  | 1
30-265-19 | Sellors rip contractor, 19 cm |  | 1
40-467-08 | Volkmann bone curette, Fig. 4, 17 cm |  | 1
40-467-05 | Volkmann bone curette, Fig. 1, 17 cm |  | 1
40-873-16 | TC wire cutting forceps, double, 16 cm, | hard Ø 1.7 mm / soft Ø 2.0 mm | 1
40-850-14 | Flat nose pliers, 14 cm |  | 1
40-651-18 | Zaufal-Jansen bone rongeur, curved, 18 cm |  | 1
57-010-08 C | ADULT THORAX INSTRUMENTS SET, CONTAINER AND BASKET
30-204-00 | Cooley rip spreader, adult, alu, lateral blades | 30 x 50 mm, spreading 185 mm | 1
40-408-04 | Semb periosteal elevator, 13 mm, 22 cm |  | 1
40-410-01 | Doyen periosteal elevator, adult, left, 17 cm |  | 1
40-410-02 | Doyen periosteal elevator, adult, right, 17 cm |  | 1
40-316-12 | Lexer-Mini osteotome, 12 mm, 18.5 cm |  | 1
30-103-22 | Gluck rip scissors, 22 cm |  | 1
30-109-24 | Lebsche sternal chisel, 24 cm |  | 1
30-265-19 | Sellors rip contractor, 19 cm |  | 1
40-467-08 | Volkmann bone curette, Fig. 4, 17 cm |  | 1
40-467-05 | Volkmann bone curette, Fig. 1, 17 cm |  | 1
40-873-16 | TC wire cutting forceps, double, 16 cm, | hard Ø 1.7 mm / soft Ø 2.0 mm | 1
40-850-14 | Flat nose pliers, 14 cm |  | 1
40-651-18 | Zaufal-Jansen bone rongeur, curved, 18 cm |  | 1
55-210-60 | Container bottom, aluminium, 475 x 272 x 96 mm, | non perforated | 1
55-210-90 | Container lid, aluminium, silver, 460 x 285 mm, | perforated | 1
55-290-05 | Wire basket, 405 x 245 x 50 mm |  | 1
55-820-03 | Identification label, red |  | 1
57-010-10 | SUPPLEMENT THORAX INSTRUMENTS SET
18-044-27 | Wangensteen needle holder, 27 cm |  | 2
12-211-28 | TC Metzenbaum scissors, delicate, curved, 28 cm |  | 1
15-231-30 | Zenker forceps, curved, 30 cm |  | 2
15-232-30 | Zenker forceps, curved, 30 cm |  | 2
13-200-30 | De Bakey forceps, 3.5 mm, straight, 30 cm |  | 2
16-074-05 | Spatula, malleable, soft, 200 x 17 mm |  | 1
30-301-26 | Allison lung spatula, 30 cm, 40 mm |  | 1
16-072-03 | Abdominal spatula, malleable, 330 x 30 mm |  | 1
57-010-10 C | SUPPLEMENT THORAX INSTRUMENTS SET, CONTAINER AND BASKET
18-044-27 | Wangensteen needle holder, 27 cm |  | 2
12-211-28 | TC Metzenbaum scissors, delicate, curved, 28 cm |  | 1
15-231-30 | Zenker forceps, curved, 30 cm |  | 2
15-232-30 | Zenker forceps, curved, 30 cm |  | 2
13-200-30 | De Bakey forceps, 3.5 mm, straight, 30 cm |  | 2
16-074-05 | Spatula, malleable, soft, 200 x 17 mm |  | 1
30-301-26 | Allison lung spatula, 30 cm, 40 mm |  | 1
16-072-03 | Abdominal spatula, malleable, 330 x 30 mm |  | 1
55-210-60 | Container bottom, aluminium, 475 x 272 x 96 mm, | non perforated | 1
55-210-90 | Container lid, aluminium, silver, 460 x 285 mm, | perforated | 1
55-290-05 | Wire basket, 405 x 245 x 50 mm |  | 1
55-820-03 | Identification label, red |  | 1
57-010-12 | PULMONAL INSTRUMENTS SET
15-647-24 | Satinsky atrauma clamp, curved, 24 cm |  | 5
15-647-26 | Satinsky atrauma clamp, curved, 27.0 cm |  | 5
15-645-17 | De Bakey atrauma clamp, S-shape, 16.5 cm |  | 2
15-361-19 | Lahey forceps, curved, 19 cm |  | 2
15-584-21 | Potts atrauma clamp, straight, 21.5 cm |  | 2
15-355-25 | Mixter forceps, curved, 25 cm |  | 1
15-355-22 | Mixter forceps, curved, 22 cm |  | 1
15-732-25 | Atrauma Organ grasping forceps, straight, 25 cm |  | 4
13-208-24 | De Bakey forceps, 2.0 mm, straight, 24 cm |  | 2
18-044-27 | Wangensteen needle holder, 27 cm |  | 2
15-621-25 | Lees atrauma clamp, 90° angled, 25.5 cm |  | 2
30-301-26 | Allison lung spatula, 30 cm, 40 mm |  | 1
30-327-23 | Semb bronchus forceps, strongly curved, 24 cm |  | 1
15-231-30 | Zenker forceps, curved, 30 cm |  | 2
15-232-30 | Zenker forceps, curved, 30 cm |  | 2
40-533-19 | Semb bone holding forceps, 8 mm, without ratchet, | 19 cm | 1
40-665-22 | Luer-Stille bone rongeur, curved, 22 cm |  | 1
40-651-18 | Zaufal-Jansen bone rongeur, curved, 18 cm |  | 1
40-715-28 | Liston bone cutting forceps, curved, 28 cm |  | 1
30-115-28 | Brunner rip scissors, left, 32 cm |  | 1
57-010-12 C | PULMONAL INSTRUMENTS SET, CONTAINER AND BASKET
15-647-24 | Satinsky atrauma clamp, curved, 24 cm |  | 5
15-647-26 | Satinsky atrauma clamp, curved, 27.0 cm |  | 5
15-645-17 | De Bakey atrauma clamp, S-shape, 16.5 cm |  | 2
15-361-19 | Lahey forceps, curved, 19 cm |  | 2
15-584-21 | Potts atrauma clamp, straight, 21.5 cm |  | 2
15-355-25 | Mixter forceps, curved, 25 cm |  | 1
15-355-22 | Mixter forceps, curved, 22 cm |  | 1
15-732-25 | Atrauma Organ grasping forceps, straight, 25 cm |  | 4
13-208-24 | De Bakey forceps, 2.0 mm, straight, 24 cm |  | 2
18-044-27 | Wangensteen needle holder, 27 cm |  | 2
15-621-25 | Lees atrauma clamp, 90° angled, 25.5 cm |  | 2
30-301-26 | Allison lung spatula, 30 cm, 40 mm |  | 1
30-327-23 | Semb bronchus forceps, strongly curved, 24 cm |  | 1
15-231-30 | Zenker forceps, curved, 30 cm |  | 2
15-232-30 | Zenker forceps, curved, 30 cm |  | 2
40-533-19 | Semb bone holding forceps, 8 mm, without ratchet, | 19 cm | 1
40-665-22 | Luer-Stille bone rongeur, curved, 22 cm |  | 1
40-651-18 | Zaufal-Jansen bone rongeur, curved, 18 cm |  | 1
40-715-28 | Liston bone cutting forceps, curved, 28 cm |  | 1
30-115-28 | Brunner rip scissors, left, 32 cm |  | 1
55-110-60 | Container bottom, aluminium, 600 x 272 x 96 mm, | non perforated | 1
55-110-90 | Container lid, aluminium, silver, 585 x 285 mm, | perforated | 1
55-190-05 | Wire basket, 480 x 245 x 50 mm |  | 1
55-820-03 | Identification label, red |  | 1
57-010-14 | CARDIOVASCULAR SUCTION INSTRUMENTS
10-917-08 | Cooley suction tube, 36 cm, Ø 8 mm |  | 1
10-919-10 | Cooley suction tube, 31 cm, Ø 10 mm |  | 1
10-921-07 | Cooley suction tube, 30 cm, Ø 7 mm |  | 1
10-923-08 | Cooley suction tube, 33 cm, Ø 8 mm, 30° angled |  | 1
10-910-16 | Yasargil suction tube, Ø 1.5 mm, 150 mm |  | 1
10-905-04 | Adson suction tube, Ø 4 mm, WL. 14.5 cm, | total length 21 cm | 1
57-010-14 C | CARDIOVASCULAR SUCTION INSTRUMENTS, CONTAINER AND BASKET
10-917-08 | Cooley suction tube, 36 cm, Ø 8 mm |  | 1
10-919-10 | Cooley suction tube, 31 cm, Ø 10 mm |  | 1
10-921-07 | Cooley suction tube, 30 cm, Ø 7 mm |  | 1
10-923-08 | Cooley suction tube, 33 cm, Ø 8 mm, 30° angled |  | 1
10-910-16 | Yasargil suction tube, Ø 1.5 mm, 150 mm |  | 1
10-905-04 | Adson suction tube, Ø 4 mm, WL. 14.5 cm, | total length 21 cm | 1
55-210-60 | Container bottom, aluminium, 475 x 272 x 96 mm, | non perforated | 1
55-210-90 | Container lid, aluminium, silver, 460 x 285 mm, | perforated | 1
55-290-05 | Wire basket, 405 x 245 x 50 mm |  | 1
55-820-03 | Identification label, red |  | 1
57-010-16 | HEART-LUNG MACHINE INSTRUMENT SET
15-647-27 | Satinsky atrauma clamp, curved, 27.0 cm |  | 1
15-647-26 | Satinsky atrauma clamp, curved, 27.0 cm |  | 1
15-647-24 | Satinsky atrauma clamp, curved, 24 cm |  | 1
15-591-26 | De Bakey atrauma clamp, S-shape, 27 cm |  | 1
15-645-17 | De Bakey atrauma clamp, S-shape, 16.5 cm |  | 2
15-355-25 | Mixter forceps, curved, 25 cm |  | 1
15-355-22 | Mixter forceps, curved, 22 cm |  | 1
15-584-21 | Potts atrauma clamp, straight, 21.5 cm |  | 2
15-615-22 | Potts atrauma clamp, angled, 22 cm |  | 2
15-599-22 | Lees atrauma clamp, S-shape, 22 cm |  | 1
15-611-18 | Leland-Jones atrauma clamp, angled, 18 cm |  | 2
15-732-25 | Atrauma Organ grasping forceps, straight, 25 cm |  | 2
18-004-26 | De Bakey TC-needle holder, 26 cm |  | 2
18-116-20 | Dietrich-Vascular TC-needle holder, 20 cm |  | 1
18-110-20 | Ryder-Vascular TC-needle holder, 20 cm |  | 1
13-208-24 | De Bakey forceps, 2.0 mm, straight, 24 cm |  | 2
13-208-16 | De Bakey forceps, 2.0 mm, straight, 16 cm |  | 2
11-523-17 | Schmieden-Taylor scissors, curved, 17 cm |  | 1
11-551-19 | Potts-Smith scissors 25°, angled, 19 cm |  | 1
11-253-17 | Tönnis-Adson scissors, curved, 17.5 cm |  | 1
57-010-16 C | HEART-LUNG MACHINE INSTRUMENT SET, CONTAINER AND BASKET
15-647-27 | Satinsky atrauma clamp, curved, 27.0 cm |  | 1
15-647-26 | Satinsky atrauma clamp, curved, 27.0 cm |  | 1
15-647-24 | Satinsky atrauma clamp, curved, 24 cm |  | 1
15-591-26 | De Bakey atrauma clamp, S-shape, 27 cm |  | 1
15-645-17 | De Bakey atrauma clamp, S-shape, 16.5 cm |  | 2
15-355-25 | Mixter forceps, curved, 25 cm |  | 1
15-355-22 | Mixter forceps, curved, 22 cm |  | 1
15-584-21 | Potts atrauma clamp, straight, 21.5 cm |  | 2
15-615-22 | Potts atrauma clamp, angled, 22 cm |  | 2
15-599-22 | Lees atrauma clamp, S-shape, 22 cm |  | 1
15-611-18 | Leland-Jones atrauma clamp, angled, 18 cm |  | 2
15-732-25 | Atrauma Organ grasping forceps, straight, 25 cm |  | 2
18-004-26 | De Bakey TC-needle holder, 26 cm |  | 2
18-116-20 | Dietrich-Vascular TC-needle holder, 20 cm |  | 1
18-110-20 | Ryder-Vascular TC-needle holder, 20 cm |  | 1
13-208-24 | De Bakey forceps, 2.0 mm, straight, 24 cm |  | 2
13-208-16 | De Bakey forceps, 2.0 mm, straight, 16 cm |  | 2
11-523-17 | Schmieden-Taylor scissors, curved, 17 cm |  | 1
11-551-19 | Potts-Smith scissors 25°, angled, 19 cm |  | 1
11-253-17 | Tönnis-Adson scissors, curved, 17.5 cm |  | 1
55-210-60 | Container bottom, aluminium, 475 x 272 x 96 mm, | non perforated | 1
55-210-90 | Container lid, aluminium, silver, 460 x 285 mm, | perforated | 1
55-290-05 | Wire basket, 405 x 245 x 50 mm |  | 1
55-820-03 | Identification label, red |  | 1
57-010-18 | OPEN HEART INSTRUMENTS SET
15-643-22 | Lambert-Kay atrauma clamp, curved, 22 cm |  | 1
15-591-26 | De Bakey atrauma clamp, S-shape, 27 cm |  | 2
15-647-27 | Satinsky atrauma clamp, curved, 27.0 cm |  | 2
15-552-21 | De Bakey-Mc Quigg-Mixter atrauma clamp, curved, | 21 cm | 2
15-245-24 | Crafoord forceps, curved, 24 cm |  | 2
15-615-22 | Potts atrauma clamp, angled, 22 cm |  | 4
11-551-19 | Potts-Smith scissors 25°, angled, 19 cm |  | 1
13-208-24 | De Bakey forceps, 2.0 mm, straight, 24 cm |  | 4
18-004-26 | De Bakey TC-needle holder, 26 cm |  | 2
18-116-18 | Dietrich-Vascular TC-needle holder, 18 cm |  | 1
18-112-18 | Ryder-Micro TC-needle holder, 18 cm |  | 1
31-030-00 | Tubbs dilator 8-42 mm spreading |  | 1
10-804-15 | Vein cannula, 1.50 x 80 mm |  | 2
10-818-03 | Schmid vessel irregation cannula, Ø 3 mm |  | 2
57-010-18 C | OPEN HEART INSTRUMENTS SET, CONTAINER AND BASKET
15-643-22 | Lambert-Kay atrauma clamp, curved, 22 cm |  | 1
15-591-26 | De Bakey atrauma clamp, S-shape, 27 cm |  | 2
15-647-27 | Satinsky atrauma clamp, curved, 27.0 cm |  | 2
15-552-21 | De Bakey-Mc Quigg-Mixter atrauma clamp, curved, | 21 cm | 2
15-245-24 | Crafoord forceps, curved, 24 cm |  | 2
15-615-22 | Potts atrauma clamp, angled, 22 cm |  | 4
11-551-19 | Potts-Smith scissors 25°, angled, 19 cm |  | 1
13-208-24 | De Bakey forceps, 2.0 mm, straight, 24 cm |  | 4
18-004-26 | De Bakey TC-needle holder, 26 cm |  | 2
18-116-18 | Dietrich-Vascular TC-needle holder, 18 cm |  | 1
18-112-18 | Ryder-Micro TC-needle holder, 18 cm |  | 1
31-030-00 | Tubbs dilator 8-42 mm spreading |  | 1
10-804-15 | Vein cannula, 1.50 x 80 mm |  | 2
10-818-03 | Schmid vessel irregation cannula, Ø 3 mm |  | 2
55-210-60 | Container bottom, aluminium, 475 x 272 x 96 mm, | non perforated | 1
55-210-90 | Container lid, aluminium, silver, 460 x 285 mm, | perforated | 1
55-290-05 | Wire basket, 405 x 245 x 50 mm |  | 1
55-820-03 | Identification label, red |  | 1
57-010-20 | HEART VALVE INSTRUMENTS SET
40-470-01 | Halle bone currette, malleable, Fig. 1, 4 mm, | 21 cm | 1
40-470-02 | Halle bone currette, malleable, Fig. 2, 5 mm, | 21 cm | 1
40-470-03 | Halle bone currette, malleable, Fig. 3, 6 mm, | 21 cm | 1
40-076-35 | Yasargil rongeur, 190 mm, Ø 3.5 mm, straight |  | 1
15-121-26 | Bengolea forceps, curved, 26 cm |  | 2
15-101-24 | Ochsner-Kocher forceps, curved, 24 cm |  | 1
18-112-20 | Ryder-Micro TC-needle holder, 20 cm |  | 1
31-202-25 | Cooley retractor, left curved, 48 x 30 mm, | serrated, 27.5 cm | 1
31-200-24 | Cooley retractor, right curved, 48 x 48 mm, 26 cm |  | 1
31-201-24 | Cooley retractor, right curved, 48 x 48 mm, | serrated, 26 cm | 1
16-134-14 | Cushing vein hook, 14 mm, 24 cm |  | 2
57-010-20 C | HEART VALVE INSTRUMENTS SET, CONTAINER AND BASKET
40-470-01 | Halle bone currette, malleable, Fig. 1, 4 mm, | 21 cm | 1
40-470-02 | Halle bone currette, malleable, Fig. 2, 5 mm, | 21 cm | 1
40-470-03 | Halle bone currette, malleable, Fig. 3, 6 mm, | 21 cm | 1
40-076-35 | Yasargil rongeur, 190 mm, Ø 3.5 mm, straight |  | 1
15-121-26 | Bengolea forceps, curved, 26 cm |  | 2
15-101-24 | Ochsner-Kocher forceps, curved, 24 cm |  | 1
18-112-20 | Ryder-Micro TC-needle holder, 20 cm |  | 1
31-202-25 | Cooley retractor, left curved, 48 x 30 mm, | serrated, 27.5 cm | 1
31-200-24 | Cooley retractor, right curved, 48 x 48 mm, 26 cm |  | 1
31-201-24 | Cooley retractor, right curved, 48 x 48 mm, | serrated, 26 cm | 1
16-134-14 | Cushing vein hook, 14 mm, 24 cm |  | 2
55-210-60 | Container bottom, aluminium, 475 x 272 x 96 mm, | non perforated | 1
55-210-90 | Container lid, aluminium, silver, 460 x 285 mm, | perforated | 1
55-290-05 | Wire basket, 405 x 245 x 50 mm |  | 1
55-820-03 | Identification label, red |  | 1
57-010-22 | ABDOMINAL RETRACTOR SET
16-271-01 | Collin-Loktite abdominal retractor, complete with | 1 pair of lateral blades 60 x 80 mm and | 1
16-272-01 | Ricard abdominal retractor, only |  | 1
16-272-02 | Ricard lateral blades, pair, 60 x 80 mm |  | 1
16-272-05 | Ricard central blade, 80 x 90 mm |  | 1
16-028-04 | Mikulicz retractor, 155 x 50 mm, 26 cm |  | 4
16-028-03 | Mikulicz retractor, 120 x 50 mm, 26 cm |  | 2
57-010-24 | CORONARY INSTRUMENTS SET
13-070-18 | Gerald forceps, straight, 18 cm |  | 2
18-112-18 | Ryder-Micro TC-needle holder, 18 cm |  | 1
18-612-22 | Castroviejo micro TC-needle holder, with catch, | straight, serrated, 22.5 cm | 1
11-571-19 | Hegemann-Dietrich scissors 25°, angled, 19 cm |  | 1
11-575-19 | Hegemann-Dietrich scissors 60°, angled, 19 cm |  | 1
11-579-19 | Hegemann-Dietrich scissors 125°, angled, 19 cm |  | 1
15-496-10 | Bulldog clamp Glover, straight, 96 mm |  | 2
15-497-09 | Bulldog clamp Glover, curved, 91 mm |  | 2
13-210-20 | De Bakey forceps, 1.5 mm, straight, 20 cm |  | 2
31-018-10 | De Bakey vascular dilator, Ø 1.0 mm, 19 cm |  | 1
31-018-15 | De Bakey vascular dilator, Ø 1.5 mm, 19 cm |  | 1
31-018-20 | De Bakey vascular dilator, Ø 2.0 mm, 19 cm |  | 1
31-018-25 | De Bakey vascular dilator, Ø 2.5 mm, 19 cm |  | 1
31-018-30 | De Bakey vascular dilator, Ø 3.0 mm, 19 cm |  | 1
31-018-35 | De Bakey vascular dilator, Ø 3.5 mm, 19 cm |  | 1
31-018-40 | De Bakey vascular dilator, Ø 4.0 mm, 19 cm |  | 1
31-018-45 | De Bakey vascular dilator, Ø 4.5 mm, 19 cm |  | 1
31-018-50 | De Bakey vascular dilator, Ø 5.0 mm, 19 cm |  | 1
57-010-24 C | CORONARY INSTRUMENTS SET, CONTAINER AND BASKET
13-070-18 | Gerald forceps, straight, 18 cm |  | 2
18-112-18 | Ryder-Micro TC-needle holder, 18 cm |  | 1
18-612-22 | Castroviejo micro TC-needle holder, with catch, | straight, serrated, 22.5 cm | 1
11-571-19 | Hegemann-Dietrich scissors 25°, angled, 19 cm |  | 1
11-575-19 | Hegemann-Dietrich scissors 60°, angled, 19 cm |  | 1
11-579-19 | Hegemann-Dietrich scissors 125°, angled, 19 cm |  | 1
15-496-10 | Bulldog clamp Glover, straight, 96 mm |  | 2
15-497-09 | Bulldog clamp Glover, curved, 91 mm |  | 2
13-210-20 | De Bakey forceps, 1.5 mm, straight, 20 cm |  | 2
31-018-10 | De Bakey vascular dilator, Ø 1.0 mm, 19 cm |  | 1
31-018-15 | De Bakey vascular dilator, Ø 1.5 mm, 19 cm |  | 1
31-018-20 | De Bakey vascular dilator, Ø 2.0 mm, 19 cm |  | 1
31-018-25 | De Bakey vascular dilator, Ø 2.5 mm, 19 cm |  | 1
31-018-30 | De Bakey vascular dilator, Ø 3.0 mm, 19 cm |  | 1
31-018-35 | De Bakey vascular dilator, Ø 3.5 mm, 19 cm |  | 1
31-018-40 | De Bakey vascular dilator, Ø 4.0 mm, 19 cm |  | 1
31-018-45 | De Bakey vascular dilator, Ø 4.5 mm, 19 cm |  | 1
31-018-50 | De Bakey vascular dilator, Ø 5.0 mm, 19 cm |  | 1
55-310-60 | Container bottom, aluminium, 310 x 272 x 96 mm, | non perforated | 1
55-310-90 | Container lid, aluminium, silver, 295 x 280 mm, | perforated | 1
55-390-05 | Wire basket, 246 x 246 x 50 mm |  | 1
55-820-03 | Identification label, red |  | 1
57-010-26 | SUPPLEMENT MICRO INSTRUMENTS SET
13-610-18 D | Micro forceps, round handle Ø 8 mm, | straight, 0.7 x 6.0 mm with platform, | 1
13-612-18 D | Micro forceps, round handle Ø 8 mm, | straight, 0.3 x 6.0 mm with platform, | 1
11-625-18 | Micro-scissors, pointed 90°, angled, 18 cm |  | 1
11-637-18 | Jacobson micro scissors, curved, 18.5 cm |  | 1
15-498-08 | Bulldog clamp Diethrich, straight, jaw 8 mm |  | 2
15-499-08 | Bulldog clamp Diethrich, angled, jaw 8 mm |  | 2
15-062-10 | Micro-Mosquito forceps, straight, 10 cm |  | 2
18-610-14 | Castroviejo micro TC-needle holder, with catch, | straight, smooth, 14 cm | 1
18-611-14 | Castroviejo micro TC-needle holder, with catch, | straight, smooth, 14 cm | 1
57-010-26 C | SUPPLEMENT MICRO INSTRUMENTS SET, CONTAINER AND BASKET
13-610-18 D | Micro forceps, round handle Ø 8 mm, | straight, 0.7 x 6.0 mm with platform, | 1
13-612-18 D | Micro forceps, round handle Ø 8 mm, | straight, 0.3 x 6.0 mm with platform, | 1
11-625-18 | Micro-scissors, pointed 90°, angled, 18 cm |  | 1
11-637-18 | Jacobson micro scissors, curved, 18.5 cm |  | 1
15-498-08 | Bulldog clamp Diethrich, straight, jaw 8 mm |  | 2
15-499-08 | Bulldog clamp Diethrich, angled, jaw 8 mm |  | 2
15-062-10 | Micro-Mosquito forceps, straight, 10 cm |  | 2
18-610-14 | Castroviejo micro TC-needle holder, with catch, | straight, smooth, 14 cm | 1
18-611-14 | Castroviejo micro TC-needle holder, with catch, | straight, smooth, 14 cm | 1
55-510-61 | Container bottom, aluminium, 320 x 186 x 59 mm, | non perforated - for Special container | 1
55-510-90 | Container lid, aluminium, silver, 325 x 192 mm, | perforated - for Special container | 1
55-525-05 | Stainless steel tray 275 x 175 x 45mm, without lid |  | 1
55-820-03 | Identification label, red |  | 1
57-010-28 | NEONATAL VASCULAR FORCEPS SET
15-499-08 | Bulldog clamp Diethrich, angled, jaw 8 mm |  | 2
15-498-08 | Bulldog clamp Diethrich, straight, jaw 8 mm |  | 2
15-659-01 | Cooley atrauma clamp, delicate, curved, Fig.1, | 13.5 cm | 2
15-659-02 | Cooley atrauma clamp, delicate, curved, Fig. 2, | 13.5 cm | 2
15-659-03 | Cooley atrauma clamp, delicate, curved, Fig. 3, | 14 cm | 2
15-545-15 | Subramanian-miniature atrauma clamp, angled, | 15.5 cm | 1
15-547-16 | Subramanian atrauma clamp, right angled, 16 cm |  | 1
15-549-16 | Subramanian atrauma clamp, left angled, 16 cm |  | 1
15-660-04 | Cooley pediatric clamp, delicate, Fig. 4, 15.5 cm |  | 1
15-543-02 | Castaneda-Neonatal vascular clamp, delicate, | Fig. 2, curved, 12 cm | 1
15-543-03 | Castaneda-Neonatal vascular clamp, delicate, | Fig. 3, curved, 12 cm | 1
57-010-28 C | NEONATAL VASCULAR FORCEPS SET, CONTAINER AND BASKET
15-499-08 | Bulldog clamp Diethrich, angled, jaw 8 mm |  | 2
15-498-08 | Bulldog clamp Diethrich, straight, jaw 8 mm |  | 2
15-659-01 | Cooley atrauma clamp, delicate, curved, Fig.1, | 13.5 cm | 2
15-659-02 | Cooley atrauma clamp, delicate, curved, Fig. 2, | 13.5 cm | 2
15-659-03 | Cooley atrauma clamp, delicate, curved, Fig. 3, | 14 cm | 2
15-545-15 | Subramanian-miniature atrauma clamp, angled, | 15.5 cm | 1
15-547-16 | Subramanian atrauma clamp, right angled, 16 cm |  | 1
15-549-16 | Subramanian atrauma clamp, left angled, 16 cm |  | 1
15-660-04 | Cooley pediatric clamp, delicate, Fig. 4, 15.5 cm |  | 1
15-543-02 | Castaneda-Neonatal vascular clamp, delicate, | Fig. 2, curved, 12 cm | 1
15-543-03 | Castaneda-Neonatal vascular clamp, delicate, | Fig. 3, curved, 12 cm | 1
55-510-61 | Container bottom, aluminium, 320 x 186 x 59 mm, | non perforated - for Special container | 1
55-510-90 | Container lid, aluminium, silver, 325 x 192 mm, | perforated - for Special container | 1
55-525-05 | Stainless steel tray 275 x 175 x 45mm, without lid |  | 1
55-820-06 | Identification label, black |  | 1
57-010-30 | A-V FISTULA SET CHILDREN
16-218-10 | Weitlaner self retainig retractor, blunt, | 2x3 teeth, 11 cm | 1
16-213-07 | Alm self retaining retractor, blunt, 7 cm |  | 2
15-063-10 | Micro-Mosquito forceps, curved, 10 cm |  | 6
13-242-15 | TITAN De Bakey forceps, straight, jaw 1.5 mm, 15cm |  | 1
15-541-02 | Castaneda-Neonatal vascular clamp, delicate, | 45° angled, 11.5 cm | 4
15-499-12 | Bulldog clamp Diethrich, angled, jaw 12 mm |  | 4
31-018-05 | De Bakey vascular dilator, Ø 0.5 mm, 19 cm |  | 1
31-018-10 | De Bakey vascular dilator, Ø 1.0 mm, 19 cm |  | 1
31-018-15 | De Bakey vascular dilator, Ø 1.5 mm, 19 cm |  | 1
31-018-20 | De Bakey vascular dilator, Ø 2.0 mm, 19 cm |  | 1
31-018-25 | De Bakey vascular dilator, Ø 2.5 mm, 19 cm |  | 1
31-018-30 | De Bakey vascular dilator, Ø 3.0 mm, 19 cm |  | 1
31-018-40 | De Bakey vascular dilator, Ø 4.0 mm, 19 cm |  | 1
31-018-50 | De Bakey vascular dilator, Ø 5.0 mm, 19 cm |  | 1
11-573-19 | Hegemann-Dietrich scissors 45°, angled, 19 cm |  | 1
11-623-18 | Micro-scissors, pointed 45°, angled, 18 cm |  | 1
18-112-15 | Ryder-Micro TC-needle holder, 15 cm |  | 1
57-010-30 C | A-V FISTULA SET CHILDREN, CONTAINER AND BASKET
16-218-10 | Weitlaner self retainig retractor, blunt, | 2x3 teeth, 11 cm | 1
16-213-07 | Alm self retaining retractor, blunt, 7 cm |  | 2
15-063-10 | Micro-Mosquito forceps, curved, 10 cm |  | 6
13-242-15 | TITAN De Bakey forceps, straight, jaw 1.5 mm, 15cm |  | 1
15-541-02 | Castaneda-Neonatal vascular clamp, delicate, | 45° angled, 11.5 cm | 4
15-499-12 | Bulldog clamp Diethrich, angled, jaw 12 mm |  | 4
31-018-05 | De Bakey vascular dilator, Ø 0.5 mm, 19 cm |  | 1
31-018-10 | De Bakey vascular dilator, Ø 1.0 mm, 19 cm |  | 1
31-018-15 | De Bakey vascular dilator, Ø 1.5 mm, 19 cm |  | 1
31-018-20 | De Bakey vascular dilator, Ø 2.0 mm, 19 cm |  | 1
31-018-25 | De Bakey vascular dilator, Ø 2.5 mm, 19 cm |  | 1
31-018-30 | De Bakey vascular dilator, Ø 3.0 mm, 19 cm |  | 1
31-018-40 | De Bakey vascular dilator, Ø 4.0 mm, 19 cm |  | 1
31-018-50 | De Bakey vascular dilator, Ø 5.0 mm, 19 cm |  | 1
11-573-19 | Hegemann-Dietrich scissors 45°, angled, 19 cm |  | 1
11-623-18 | Micro-scissors, pointed 45°, angled, 18 cm |  | 1
18-112-15 | Ryder-Micro TC-needle holder, 15 cm |  | 1
55-310-60 | Container bottom, aluminium, 310 x 272 x 96 mm, | non perforated | 1
55-310-90 | Container lid, aluminium, silver, 295 x 280 mm, | perforated | 1
55-390-05 | Wire basket, 246 x 246 x 50 mm |  | 1
55-820-03 | Identification label, red |  | 1
57-010-32 | EMBOLECTOMY INSTRUMENTS SET
31-130-32 | Rumel Belmont tourniquet, malleable, 3.2 mm, 27 cm |  | 1
16-107-01 | Crile hook, 90° curved, 20 cm |  | 2
15-581-18 | De Bakey-Pean atrauma clamp, curved, 18 cm |  | 2
11-575-19 | Hegemann-Dietrich scissors 60°, angled, 19 cm |  | 1
11-577-19 | Hegemann-Dietrich scissors 90°, angled, 19 cm |  | 1
31-012-00 | Handle for Vollmar ring stripper, 11 cm |  | 1
31-013-02 | Vollmar ring stripper, Ø 2 mm, 50 cm |  | 1
31-013-03 | Vollmar ring stripper, Ø 3 mm, 50 cm |  | 1
31-013-04 | Vollmar ring stripper, Ø 4 mm, 50 cm |  | 1
31-013-06 | Vollmar ring stripper, Ø 6 mm, 50 cm |  | 1
31-013-07 | Vollmar ring stripper, Ø 7 mm, 50 cm |  | 1
31-013-08 | Vollmar ring stripper, Ø 8.5 mm, 50 cm |  | 1
31-013-10 | Vollmar ring stripper, Ø 10 mm, 50 cm |  | 1
31-013-12 | Vollmar ring stripper, Ø 12 mm, 50 cm |  | 1
31-013-14 | Vollmar ring stripper, Ø 14 mm, 50 cm |  | 1
10-818-03 | Schmid vessel irregation cannula, Ø 3 mm |  | 2
57-010-32 C | EMBOLECTOMY INSTRUMENTS SET, CONTAINER AND BASKET
31-130-32 | Rumel Belmont tourniquet, malleable, 3.2 mm, 27 cm |  | 1
16-107-01 | Crile hook, 90° curved, 20 cm |  | 2
15-581-18 | De Bakey-Pean atrauma clamp, curved, 18 cm |  | 2
11-575-19 | Hegemann-Dietrich scissors 60°, angled, 19 cm |  | 1
11-577-19 | Hegemann-Dietrich scissors 90°, angled, 19 cm |  | 1
31-012-00 | Handle for Vollmar ring stripper, 11 cm |  | 1
31-013-02 | Vollmar ring stripper, Ø 2 mm, 50 cm |  | 1
31-013-03 | Vollmar ring stripper, Ø 3 mm, 50 cm |  | 1
31-013-04 | Vollmar ring stripper, Ø 4 mm, 50 cm |  | 1
31-013-06 | Vollmar ring stripper, Ø 6 mm, 50 cm |  | 1
31-013-07 | Vollmar ring stripper, Ø 7 mm, 50 cm |  | 1
31-013-08 | Vollmar ring stripper, Ø 8.5 mm, 50 cm |  | 1
31-013-10 | Vollmar ring stripper, Ø 10 mm, 50 cm |  | 1
31-013-12 | Vollmar ring stripper, Ø 12 mm, 50 cm |  | 1
31-013-14 | Vollmar ring stripper, Ø 14 mm, 50 cm |  | 1
10-818-03 | Schmid vessel irregation cannula, Ø 3 mm |  | 2
55-110-60 | Container bottom, aluminium, 600 x 272 x 96 mm, | non perforated | 1
55-110-90 | Container lid, aluminium, silver, 585 x 285 mm, | perforated | 1
55-190-05 | Wire basket, 480 x 245 x 50 mm |  | 1
55-820-03 | Identification label, red |  | 1
57-010-34 | CAROTID ENDARTERECTOMY INSTRUMENT SET
15-635-16 | Javid atrauma clamp, short curved, 17.5 cm |  | 2
15-635-19 | Javid atrauma clamp, long curved, 18 cm |  | 2
15-597-15 | Bainbridge atrauma clamp, curved, 15 cm |  | 2
15-535-09 | Gregory-Soft Bulldog clamp, 90 mm |  | 2
13-208-20 | De Bakey forceps, 2.0 mm, straight, 20 cm |  | 2
11-573-19 | Hegemann-Dietrich scissors 45°, angled, 19 cm |  | 1
11-577-19 | Hegemann-Dietrich scissors 90°, angled, 19 cm |  | 1
11-571-19 | Hegemann-Dietrich scissors 25°, angled, 19 cm |  | 1
11-575-19 | Hegemann-Dietrich scissors 60°, angled, 19 cm |  | 1
31-107-18 | Intima spatula, blunt, 18.5 cm |  | 1
31-113-04 | Robb dissector Fig. 4, 2/1.0 mm, 24 cm |  | 1
57-010-34 C | CAROTID ENDARTERECTOMY INSTRUMENT SET, CONTAINER AND BASKET
15-635-16 | Javid atrauma clamp, short curved, 17.5 cm |  | 2
15-635-19 | Javid atrauma clamp, long curved, 18 cm |  | 2
15-597-15 | Bainbridge atrauma clamp, curved, 15 cm |  | 2
15-535-09 | Gregory-Soft Bulldog clamp, 90 mm |  | 2
13-208-20 | De Bakey forceps, 2.0 mm, straight, 20 cm |  | 2
11-573-19 | Hegemann-Dietrich scissors 45°, angled, 19 cm |  | 1
11-577-19 | Hegemann-Dietrich scissors 90°, angled, 19 cm |  | 1
11-571-19 | Hegemann-Dietrich scissors 25°, angled, 19 cm |  | 1
11-575-19 | Hegemann-Dietrich scissors 60°, angled, 19 cm |  | 1
31-107-18 | Intima spatula, blunt, 18.5 cm |  | 1
31-113-04 | Robb dissector Fig. 4, 2/1.0 mm, 24 cm |  | 1
55-310-60 | Container bottom, aluminium, 310 x 272 x 96 mm, | non perforated | 1
55-310-90 | Container lid, aluminium, silver, 295 x 280 mm, | perforated | 1
55-390-05 | Wire basket, 246 x 246 x 50 mm |  | 1
55-820-03 | Identification label, red |  | 1
57-010-36 | TITANIUM BULLDOG CLAMPS
15-523-50 | Titan Bulldog clamp "V", curved, 50 mm |  | 2
15-522-40 | Titan Bulldog clamp "V", straight, 40 mm |  | 2
15-522-35 | Titan Bulldog clamp "V", straight, 35 mm |  | 2
15-527-50 | Titan Bulldog clamp "A", curved, 50 mm |  | 2
15-529-40 | Titan Bulldog clamp "A", strongly curved, 40 mm |  | 2
15-529-35 | Titan Bulldog clamp "A", strongly curved, 35 mm |  | 2
57-010-36 C | TITANIUM BULLDOG CLAMPS, CONTAINER AND BASKET
15-523-50 | Titan Bulldog clamp "V", curved, 50 mm |  | 2
15-522-40 | Titan Bulldog clamp "V", straight, 40 mm |  | 2
15-522-35 | Titan Bulldog clamp "V", straight, 35 mm |  | 2
15-527-50 | Titan Bulldog clamp "A", curved, 50 mm |  | 2
15-529-40 | Titan Bulldog clamp "A", strongly curved, 40 mm |  | 2
15-529-35 | Titan Bulldog clamp "A", strongly curved, 35 mm |  | 2
55-510-61 | Container bottom, aluminium, 320 x 186 x 59 mm, | non perforated - for Special container | 1
55-510-90 | Container lid, aluminium, silver, 325 x 192 mm, | perforated - for Special container | 1
55-525-05 | Stainless steel tray 275 x 175 x 45mm, without lid |  | 1
55-820-03 | Identification label, red |  | 1
57-010-38 | EMERGENCY INSTRUMENTS SET (CHILDREN)
10-104-01 | Scalpel handle, standard No. 4 |  | 1
10-103-01 | Scalpel handle, standard No. 3 |  | 2
13-000-16 | Standard dressing forceps, straight, 16 cm |  | 2
13-100-16 | Dissecting forceps 1x2, 16 cm |  | 2
13-244-15 | TITAN De Bakey forceps, straight, jaw 1.8 mm, 15cm |  | 1
17-665-15 | Micro needle holder, with catch, 11.0 x 0.4 mm, | Ø 8 mm, curved, 15 cm | 1
13-242-15 | TITAN De Bakey forceps, straight, jaw 1.5 mm, 15cm |  | 1
30-201-00 | Cooley rip spreader, baby, alu, lateral blades | 14 x 16 mm, spreading 85 mm | 1
30-212-00 | Castaneda rip spreader, Fig. 2, alu, | lateral blades 12 x 45 mm, spreading 72 mm | 1
30-211-00 | Castaneda rip spreader, Fig. 1, alu, | lateral blades 10 x 30 mm, spreading 65 mm | 1
30-205-00 | Finocchietto rip spreader, baby, alu, | lateral blades 12 x 15 mm, spreading 70 mm | 1
15-821-14 | Peers-Bertram towel forceps, 14.5 cm |  | 6
15-541-03 | Castaneda-Neonatal vascular clamp, delicate, | 90° angled, 11 cm | 2
15-659-04 | Cooley atrauma clamp, delicate, curved, Fig. 4, | 13.5 cm | 2
15-543-04 | Castaneda-Neonatal vascular clamp, delicate, | Fig. 4, curved, 12 cm | 1
15-543-03 | Castaneda-Neonatal vascular clamp, delicate, | Fig. 3, curved, 12 cm | 1
15-659-09 | Cooley atrauma clamp, delicate, curved, Fig. 9, | 13 cm | 1
15-543-02 | Castaneda-Neonatal vascular clamp, delicate, | Fig. 2, curved, 12 cm | 1
15-543-01 | Castaneda-Neonatal vascular clamp, delicate, | Fig. 1, curved, 11.5 cm | 1
10-804-12 | Vein cannula, 1.20 x 80 mm |  | 1
10-902-06 | Frazier suction tube, 30°, 13 cm, 6 Charr. |  | 1
10-902-10 | Frazier suction tube, 30°, 13 cm, 10 Charr. |  | 1
15-701-22 | Ulrich sponge forceps, curved, 22.5 cm |  | 1
15-001-14 | Pean forceps, curved, 14 cm |  | 1
12-170-15 | TC Mayo-Stille scissors, straight, 15 cm |  | 1
12-253-17 | TC Tönnis-Adson scissors, curved, 17.5 cm |  | 1
12-245-12 | TC Killner scissors, fine, curved, 12 cm |  | 1
12-253-14 | TC Metzenbaum-Lahey scissors, curved, 14 cm |  | 1
18-016-15 | Senning TC-needle holder, 15 cm |  | 1
18-012-15 | Crile-Wood TC-needle holder, 15 cm |  | 1
11-623-18 | Micro-scissors, pointed 45°, angled, 18 cm |  | 1
15-063-12 | Micro-Mosquito forceps, curved, 12.5 cm |  | 12
15-237-13 | Gemini forceps, curved, 13 cm |  | 2
15-273-14 | Baby-Adson forceps, curved, 14 cm |  | 1
13-160-08 | Micro forceps, 0.8 mm, straight, 15 cm |  | 1
13-160-10 | Micro forceps, 1.0 mm, straight, 15 cm |  | 1
16-074-03 | Spatula, malleable, soft, 200 x 10 mm |  | 2
10-103-07 | Scalpel handle No. 7 K |  | 1
16-218-10 | Weitlaner self retainig retractor, blunt, | 2x3 teeth, 11 cm | 1
16-213-07 | Alm self retaining retractor, blunt, 7 cm |  | 1
31-206-01 | Ross retractor 27 cm, Fig. 1 |  | 1
31-206-02 | Ross retractor 27 cm, Fig. 2 |  | 1
16-130-14 | Desmarres retractor (fenestrated), 14 mm, 16 cm |  | 2
16-111-01 | O'Connor hook, wide curve, 16 cm |  | 2
16-052-01 | Mini-Roux retractor, 8 x 6 mm, 14.5 cm |  | 1
16-140-10 | Mini-Langenbeck retractor, 10 x 6 mm, 16 cm |  | 2
16-025-11 | Kocher Langenbeck retractor, 25 x 10 mm 21.5 cm |  | 2
16-025-02 | Kocher Langenbeck retractor, 35 x 8 mm 21.5 cm |  | 2
57-010-38 C | EMERGENCY INSTRUMENTS SET (CHILDREN), CONTAINER AND BASKET
10-104-01 | Scalpel handle, standard No. 4 |  | 1
10-103-01 | Scalpel handle, standard No. 3 |  | 2
13-000-16 | Standard dressing forceps, straight, 16 cm |  | 2
13-100-16 | Dissecting forceps 1x2, 16 cm |  | 2
13-244-15 | TITAN De Bakey forceps, straight, jaw 1.8 mm, 15cm |  | 1
17-665-15 | Micro needle holder, with catch, 11.0 x 0.4 mm, | Ø 8 mm, curved, 15 cm | 1
13-242-15 | TITAN De Bakey forceps, straight, jaw 1.5 mm, 15cm |  | 1
30-201-00 | Cooley rip spreader, baby, alu, lateral blades | 14 x 16 mm, spreading 85 mm | 1
30-212-00 | Castaneda rip spreader, Fig. 2, alu, | lateral blades 12 x 45 mm, spreading 72 mm | 1
30-211-00 | Castaneda rip spreader, Fig. 1, alu, | lateral blades 10 x 30 mm, spreading 65 mm | 1
30-205-00 | Finocchietto rip spreader, baby, alu, | lateral blades 12 x 15 mm, spreading 70 mm | 1
15-821-14 | Peers-Bertram towel forceps, 14.5 cm |  | 6
15-541-03 | Castaneda-Neonatal vascular clamp, delicate, | 90° angled, 11 cm | 2
15-659-04 | Cooley atrauma clamp, delicate, curved, Fig. 4, | 13.5 cm | 2
15-543-04 | Castaneda-Neonatal vascular clamp, delicate, | Fig. 4, curved, 12 cm | 1
15-543-03 | Castaneda-Neonatal vascular clamp, delicate, | Fig. 3, curved, 12 cm | 1
15-659-09 | Cooley atrauma clamp, delicate, curved, Fig. 9, | 13 cm | 1
15-543-02 | Castaneda-Neonatal vascular clamp, delicate, | Fig. 2, curved, 12 cm | 1
15-543-01 | Castaneda-Neonatal vascular clamp, delicate, | Fig. 1, curved, 11.5 cm | 1
10-804-12 | Vein cannula, 1.20 x 80 mm |  | 1
10-902-06 | Frazier suction tube, 30°, 13 cm, 6 Charr. |  | 1
10-902-10 | Frazier suction tube, 30°, 13 cm, 10 Charr. |  | 1
15-701-22 | Ulrich sponge forceps, curved, 22.5 cm |  | 1
15-001-14 | Pean forceps, curved, 14 cm |  | 1
12-170-15 | TC Mayo-Stille scissors, straight, 15 cm |  | 1
12-253-17 | TC Tönnis-Adson scissors, curved, 17.5 cm |  | 1
12-245-12 | TC Killner scissors, fine, curved, 12 cm |  | 1
12-253-14 | TC Metzenbaum-Lahey scissors, curved, 14 cm |  | 1
18-016-15 | Senning TC-needle holder, 15 cm |  | 1
18-012-15 | Crile-Wood TC-needle holder, 15 cm |  | 1
11-623-18 | Micro-scissors, pointed 45°, angled, 18 cm |  | 1
15-063-12 | Micro-Mosquito forceps, curved, 12.5 cm |  | 12
15-237-13 | Gemini forceps, curved, 13 cm |  | 2
15-273-14 | Baby-Adson forceps, curved, 14 cm |  | 1
13-160-08 | Micro forceps, 0.8 mm, straight, 15 cm |  | 1
13-160-10 | Micro forceps, 1.0 mm, straight, 15 cm |  | 1
16-074-03 | Spatula, malleable, soft, 200 x 10 mm |  | 2
10-103-07 | Scalpel handle No. 7 K |  | 1
16-218-10 | Weitlaner self retainig retractor, blunt, | 2x3 teeth, 11 cm | 1
16-213-07 | Alm self retaining retractor, blunt, 7 cm |  | 1
31-206-01 | Ross retractor 27 cm, Fig. 1 |  | 1
31-206-02 | Ross retractor 27 cm, Fig. 2 |  | 1
16-130-14 | Desmarres retractor (fenestrated), 14 mm, 16 cm |  | 2
16-111-01 | O'Connor hook, wide curve, 16 cm |  | 2
16-052-01 | Mini-Roux retractor, 8 x 6 mm, 14.5 cm |  | 1
16-140-10 | Mini-Langenbeck retractor, 10 x 6 mm, 16 cm |  | 2
16-025-11 | Kocher Langenbeck retractor, 25 x 10 mm 21.5 cm |  | 2
16-025-02 | Kocher Langenbeck retractor, 35 x 8 mm 21.5 cm |  | 2
55-110-62 | Container bottom, aluminium, 600 x 272 x 138 mm, | non perforated | 1
55-110-90 | Container lid, aluminium, silver, 585 x 285 mm, | perforated | 1
55-190-05 | Wire basket, 480 x 245 x 50 mm |  | 2
55-820-03 | Identification label, red |  | 1
57-010-40 | CENTRAL VASCULAR INSTRUMENTS SET
15-647-26 | Satinsky atrauma clamp, curved, 27.0 cm |  | 2
15-647-24 | Satinsky atrauma clamp, curved, 24 cm |  | 2
15-615-22 | Potts atrauma clamp, angled, 22 cm |  | 2
15-615-21 | Potts atrauma clamp, curved, 21 cm |  | 2
15-599-20 | De Bakey atrauma clamp, S-shape, 20 cm |  | 2
15-595-30 | De Bakey atrauma clamp, S-shape, 30 cm |  | 2
15-595-28 | De Bakey atrauma clamp, S-shape, 28 cm |  | 2
15-627-27 | De Bakey atrauma clamp, angled, curved, 27 cm |  | 1
15-494-12 | Bulldog clamp De Bakey, straight, 124 mm |  | 4
15-495-11 | Bulldog clamp De Bakey, curved, 114 mm |  | 4
15-609-19 | De Bakey atrauma clamp, S-curved, 19 cm |  | 1
15-637-20 | Atrauma clamp, peripheral, 19.5 cm, handle | curved to front | 2
15-633-16 | Gregory atrauma clamp, curved, 16 cm |  | 2
18-116-18 | Dietrich-Vascular TC-needle holder, 18 cm |  | 1
13-208-24 | De Bakey forceps, 2.0 mm, straight, 24 cm |  | 2
13-208-16 | De Bakey forceps, 2.0 mm, straight, 16 cm |  | 2
11-523-17 | Schmieden-Taylor scissors, curved, 17 cm |  | 1
11-551-19 | Potts-Smith scissors 25°, angled, 19 cm |  | 1
11-553-19 | Potts-Smith scissors 45°, angled, 19 cm |  | 1
11-555-19 | Potts-Smith scissors 60°, angled, 19 cm |  | 1
11-253-17 | Tönnis-Adson scissors, curved, 17.5 cm |  | 1
16-217-16 | Weitlaner self retainig retractor, sharp, 3x4, | 16.5 cm | 1
16-258-32 | Adson self retaining retractor, hinged, blunt, | 32 cm | 1
20-163-03 | Sachs dissector, 3 mm, 21 cm |  | 1
20-163-06 | Sachs dissector, 6 mm, 21 cm |  | 1
16-105-01 | Cushing hook, 19 cm Fig. 1 |  | 1
16-105-02 | Cushing hook, 19 cm Fig. 2 |  | 1
57-010-40 C | CENTRAL VASCULAR INSTRUMENTS SET, CONTAINER AND BASKET
15-647-26 | Satinsky atrauma clamp, curved, 27.0 cm |  | 2
15-647-24 | Satinsky atrauma clamp, curved, 24 cm |  | 2
15-615-22 | Potts atrauma clamp, angled, 22 cm |  | 2
15-615-21 | Potts atrauma clamp, curved, 21 cm |  | 2
15-599-20 | De Bakey atrauma clamp, S-shape, 20 cm |  | 2
15-595-30 | De Bakey atrauma clamp, S-shape, 30 cm |  | 2
15-595-28 | De Bakey atrauma clamp, S-shape, 28 cm |  | 2
15-627-27 | De Bakey atrauma clamp, angled, curved, 27 cm |  | 1
15-494-12 | Bulldog clamp De Bakey, straight, 124 mm |  | 4
15-495-11 | Bulldog clamp De Bakey, curved, 114 mm |  | 4
15-609-19 | De Bakey atrauma clamp, S-curved, 19 cm |  | 1
15-637-20 | Atrauma clamp, peripheral, 19.5 cm, handle | curved to front | 2
15-633-16 | Gregory atrauma clamp, curved, 16 cm |  | 2
18-116-18 | Dietrich-Vascular TC-needle holder, 18 cm |  | 1
13-208-24 | De Bakey forceps, 2.0 mm, straight, 24 cm |  | 2
13-208-16 | De Bakey forceps, 2.0 mm, straight, 16 cm |  | 2
11-523-17 | Schmieden-Taylor scissors, curved, 17 cm |  | 1
11-551-19 | Potts-Smith scissors 25°, angled, 19 cm |  | 1
11-553-19 | Potts-Smith scissors 45°, angled, 19 cm |  | 1
11-555-19 | Potts-Smith scissors 60°, angled, 19 cm |  | 1
11-253-17 | Tönnis-Adson scissors, curved, 17.5 cm |  | 1
16-217-16 | Weitlaner self retainig retractor, sharp, 3x4, | 16.5 cm | 1
16-258-32 | Adson self retaining retractor, hinged, blunt, | 32 cm | 1
20-163-03 | Sachs dissector, 3 mm, 21 cm |  | 1
20-163-06 | Sachs dissector, 6 mm, 21 cm |  | 1
16-105-01 | Cushing hook, 19 cm Fig. 1 |  | 1
16-105-02 | Cushing hook, 19 cm Fig. 2 |  | 1
55-110-60 | Container bottom, aluminium, 600 x 272 x 96 mm, | non perforated | 1
55-110-90 | Container lid, aluminium, silver, 585 x 285 mm, | perforated | 1
55-190-05 | Wire basket, 480 x 245 x 50 mm |  | 1
55-820-03 | Identification label, red |  | 1
57-010-42 | PERIPHERAL VASCULAR INSTRUMENTS SET
15-591-26 | De Bakey atrauma clamp, S-shape, 27 cm |  | 1
15-595-30 | De Bakey atrauma clamp, S-shape, 30 cm |  | 1
15-589-25 | De Bakey-Bahnson, S-shape, 25.5 cm |  | 1
15-587-31 | Atrauma clamp, C-Form, 31 cm |  | 1
15-584-23 | Potts atrauma clamp, straight, 23.5 cm |  | 2
15-607-16 | De Bakey atrauma clamp, curved, 16 cm |  | 2
15-561-13 | De Bakey atrauma clamp, S-shape, 12.5 cm, | jaw angled | 4
15-611-18 | Leland-Jones atrauma clamp, angled, 18 cm |  | 2
15-577-17 | Derra atrauma clamp, S-shape, 17 cm |  | 2
15-643-21 | Lambert-Kay atrauma clamp, curved, 21.5 cm |  | 1
18-112-18 | Ryder-Micro TC-needle holder, 18 cm |  | 1
18-112-20 | Ryder-Micro TC-needle holder, 20 cm |  | 1
13-070-18 | Gerald forceps, straight, 18 cm |  | 2
11-551-19 | Potts-Smith scissors 25°, angled, 19 cm |  | 1
11-573-19 | Hegemann-Dietrich scissors 45°, angled, 19 cm |  | 1
31-109-24 | Davis spatula, double, 24.5 cm |  | 1
31-107-18 | Intima spatula, blunt, 18.5 cm |  | 1
16-217-10 | Weitlaner self retainig retractor, sharp, 2x3, | 11 cm | 1
15-721-28 | Sims-Maier sponge forceps, curved, 28 cm |  | 1
13-210-16 | De Bakey forceps, 1.5 mm, straight, 16 cm |  | 2
15-496-10 | Bulldog clamp Glover, straight, 96 mm |  | 2
15-497-09 | Bulldog clamp Glover, curved, 91 mm |  | 2
16-105-02 | Cushing hook, 19 cm Fig. 2 |  | 2
57-010-42 C | PERIPHERAL VASCULAR INSTRUMENTS SET, CONTAINER AND BASKET
15-591-26 | De Bakey atrauma clamp, S-shape, 27 cm |  | 1
15-595-30 | De Bakey atrauma clamp, S-shape, 30 cm |  | 1
15-589-25 | De Bakey-Bahnson, S-shape, 25.5 cm |  | 1
15-587-31 | Atrauma clamp, C-Form, 31 cm |  | 1
15-584-23 | Potts atrauma clamp, straight, 23.5 cm |  | 2
15-607-16 | De Bakey atrauma clamp, curved, 16 cm |  | 2
15-561-13 | De Bakey atrauma clamp, S-shape, 12.5 cm, | jaw angled | 4
15-611-18 | Leland-Jones atrauma clamp, angled, 18 cm |  | 2
15-577-17 | Derra atrauma clamp, S-shape, 17 cm |  | 2
15-643-21 | Lambert-Kay atrauma clamp, curved, 21.5 cm |  | 1
18-112-18 | Ryder-Micro TC-needle holder, 18 cm |  | 1
18-112-20 | Ryder-Micro TC-needle holder, 20 cm |  | 1
13-070-18 | Gerald forceps, straight, 18 cm |  | 2
11-551-19 | Potts-Smith scissors 25°, angled, 19 cm |  | 1
11-573-19 | Hegemann-Dietrich scissors 45°, angled, 19 cm |  | 1
31-109-24 | Davis spatula, double, 24.5 cm |  | 1
31-107-18 | Intima spatula, blunt, 18.5 cm |  | 1
16-217-10 | Weitlaner self retainig retractor, sharp, 2x3, | 11 cm | 1
15-721-28 | Sims-Maier sponge forceps, curved, 28 cm |  | 1
13-210-16 | De Bakey forceps, 1.5 mm, straight, 16 cm |  | 2
15-496-10 | Bulldog clamp Glover, straight, 96 mm |  | 2
15-497-09 | Bulldog clamp Glover, curved, 91 mm |  | 2
16-105-02 | Cushing hook, 19 cm Fig. 2 |  | 2
55-110-60 | Container bottom, aluminium, 600 x 272 x 96 mm, | non perforated | 1
55-110-90 | Container lid, aluminium, silver, 585 x 285 mm, | perforated | 1
55-190-05 | Wire basket, 480 x 245 x 50 mm |  | 1
55-820-03 | Identification label, red |  | 1
57-010-44 | SUPPLEMENT TITANIUM INSTRUMENTS SET
30-211-00 | Castaneda rip spreader, Fig. 1, alu, | lateral blades 10 x 30 mm, spreading 65 mm | 1
13-242-15 | TITAN De Bakey forceps, straight, jaw 1.5 mm, 15cm |  | 2
15-522-40 | Titan Bulldog clamp "V", straight, 40 mm |  | 1
15-526-40 | Titan Bulldog clamp "A", straight, 40 mm |  | 2
15-523-40 | Titan Bulldog clamp "V", curved, 40 mm |  | 2
15-527-40 | Titan Bulldog clamp "A", curved, 40 mm |  | 2
15-525-40 | Titan Bulldog clamp "V", strongly curved, 40 mm |  | 2
15-529-40 | Titan Bulldog clamp "A", strongly curved, 40 mm |  | 2
18-612-22 | Castroviejo micro TC-needle holder, with catch, | straight, serrated, 22.5 cm | 1
18-116-20 | Dietrich-Vascular TC-needle holder, 20 cm |  | 1
57-010-44 C | SUPPLEMENT TITANIUM INSTRUMENTS SET, CONTAINER AND BASKET
30-211-00 | Castaneda rip spreader, Fig. 1, alu, | lateral blades 10 x 30 mm, spreading 65 mm | 1
13-242-15 | TITAN De Bakey forceps, straight, jaw 1.5 mm, 15cm |  | 2
15-522-40 | Titan Bulldog clamp "V", straight, 40 mm |  | 1
15-526-40 | Titan Bulldog clamp "A", straight, 40 mm |  | 2
15-523-40 | Titan Bulldog clamp "V", curved, 40 mm |  | 2
15-527-40 | Titan Bulldog clamp "A", curved, 40 mm |  | 2
15-525-40 | Titan Bulldog clamp "V", strongly curved, 40 mm |  | 2
15-529-40 | Titan Bulldog clamp "A", strongly curved, 40 mm |  | 2
18-612-22 | Castroviejo micro TC-needle holder, with catch, | straight, serrated, 22.5 cm | 1
18-116-20 | Dietrich-Vascular TC-needle holder, 20 cm |  | 1
55-510-61 | Container bottom, aluminium, 320 x 186 x 59 mm, | non perforated - for Special container | 1
55-510-90 | Container lid, aluminium, silver, 325 x 192 mm, | perforated - for Special container | 1
55-525-05 | Stainless steel tray 275 x 175 x 45mm, without lid |  | 1
55-820-03 | Identification label, red |  | 1
57-010-46 | BASIC INSTRUMENT SET FOR ABDOMINAL APPROACH
10-104-01 | Scalpel handle, standard No. 4 |  | 2
10-103-01 | Scalpel handle, standard No. 3 |  | 2
12-731-14 W | TC Mayo ligature scissors, curved, 14 cm W |  | 1
12-201-14 | TC Metzenbaum scissors, curved, 14 cm |  | 1
12-211-20 | TC Metzenbaum scissors, delicate, curved, 20 cm |  | 1
12-211-23 | TC Metzenbaum scissors, delicate, curved, 23 cm |  | 1
12-171-17 | TC Mayo-Stille scissors, curved, 17 cm |  | 1
13-000-14 | Standard dressing forceps, straight, 14.5 cm |  | 4
13-000-20 | Standard dressing forceps, straight, 20 cm |  | 4
13-002-14 | Dressing forceps delicate, straight, 14 cm |  | 2
13-002-20 | Dressing forceps delicate, straight, 20 cm |  | 2
13-002-25 | Dressing forceps delicate, straight, 25 cm |  | 1
13-100-14 | Dissecting forceps 1x2, 14.5 cm |  | 2
13-100-20 | Dissecting forceps 1x2, 20 cm |  | 2
15-061-12 | Halsted-Mosquito forceps, curved, 12.5 cm |  | 14
15-160-12 | Halsted-Mosquito forceps, straight, 1x2, 12 cm |  | 6
15-011-16 | Pean forceps, delicate, curved, 16 cm |  | 16
15-111-16 | Kocher forceps, delicate, curved, 16 cm |  | 8
15-110-16 | Kocher forceps, delicate, straight, 16 cm |  | 8
15-201-03 | Overholt-Geissendörfer forceps, curved, 21 cm |  | 2
15-201-04 | Overholt-Geissendörfer forceps, curved, 21 cm |  | 2
15-203-03 | Overholt-Geissendörfer forceps, curved, 27 cm |  | 2
15-285-22 | Kelly forceps, curved, Fig. 3, 22 cm |  | 2
15-343-18 | Mikulicz forceps, curved, 18 cm |  | 8
15-801-11 | Backhaus towel forceps, 11 cm |  | 24
15-700-27 | Ulrich sponge forceps, straight, 26.5 cm |  | 3
15-701-27 | Ulrich sponge forceps, curved, 26.5 cm |  | 2
15-101-30 | Ochsner-Kocher forceps, curved, 30 cm |  | 4
16-002-04 | Volkmann retractor, 4-prongs, semi-sharp, 22 cm |  | 2
16-006-06 | Kocher retractor, 6-prongs, semi-sharp, 22 cm |  | 2
16-018-01 | Langenbeck retractor, 30x11 mm |  | 2
16-026-01 | Zenker retractor, 36 x 8 mm, 25 cm |  | 2
16-027-02 | Kocher retractor, 60 x 20 mm, 23 cm |  | 2
16-039-03 | Fritsch retractor, 49 x 61 mm, 25 cm |  | 2
16-072-05 | Abdominal spatula, malleable, 330 x 50 mm |  | 1
16-043-02 | Kelly retractor, 190 x 57 mm, 27 cm |  | 2
16-048-04 | Simon retractor, 115 x 26 mm, 28 cm |  | 2
16-048-02 | Martin retractor, 105 x 27 mm, 25 cm |  | 2
10-600-20 | Probe, Ø 1 mm, 20 cm |  | 1
10-606-14 | Myrtle leave probe, 14.5 cm |  | 1
10-921-07 | Cooley suction tube, 30 cm, Ø 7 mm |  | 1
18-002-20 | Mayo-Hegar TC-needle holder, 20 cm |  | 2
18-002-24 | Mayo-Hegar TC-needle holder, 24 cm |  | 2
56-100-65 | Needle case, 62 x 13 mm, insert only |  | 1
51-103-11 | Round bowls, Ø 100 mm, H 50 mm, 0.25 l |  | 1
51-100-25 | Kidney bowls, 250 x 140 x 40 mm |  | 1
57-010-46 C | BASIC INSTRUMENT SET FOR ABDOMINAL APPROACH, CONTAINER AND BASKET
10-104-01 | Scalpel handle, standard No. 4 |  | 2
10-103-01 | Scalpel handle, standard No. 3 |  | 2
12-731-14 W | TC Mayo ligature scissors, curved, 14 cm W |  | 1
12-201-14 | TC Metzenbaum scissors, curved, 14 cm |  | 1
12-211-20 | TC Metzenbaum scissors, delicate, curved, 20 cm |  | 1
12-211-23 | TC Metzenbaum scissors, delicate, curved, 23 cm |  | 1
12-171-17 | TC Mayo-Stille scissors, curved, 17 cm |  | 1
13-000-14 | Standard dressing forceps, straight, 14.5 cm |  | 4
13-000-20 | Standard dressing forceps, straight, 20 cm |  | 4
13-002-14 | Dressing forceps delicate, straight, 14 cm |  | 2
13-002-20 | Dressing forceps delicate, straight, 20 cm |  | 2
13-002-25 | Dressing forceps delicate, straight, 25 cm |  | 1
13-100-14 | Dissecting forceps 1x2, 14.5 cm |  | 2
13-100-20 | Dissecting forceps 1x2, 20 cm |  | 2
15-061-12 | Halsted-Mosquito forceps, curved, 12.5 cm |  | 14
15-160-12 | Halsted-Mosquito forceps, straight, 1x2, 12 cm |  | 6
15-011-16 | Pean forceps, delicate, curved, 16 cm |  | 16
15-111-16 | Kocher forceps, delicate, curved, 16 cm |  | 8
15-110-16 | Kocher forceps, delicate, straight, 16 cm |  | 8
15-201-03 | Overholt-Geissendörfer forceps, curved, 21 cm |  | 2
15-201-04 | Overholt-Geissendörfer forceps, curved, 21 cm |  | 2
15-203-03 | Overholt-Geissendörfer forceps, curved, 27 cm |  | 2
15-285-22 | Kelly forceps, curved, Fig. 3, 22 cm |  | 2
15-343-18 | Mikulicz forceps, curved, 18 cm |  | 8
15-801-11 | Backhaus towel forceps, 11 cm |  | 24
15-700-27 | Ulrich sponge forceps, straight, 26.5 cm |  | 3
15-701-27 | Ulrich sponge forceps, curved, 26.5 cm |  | 2
15-101-30 | Ochsner-Kocher forceps, curved, 30 cm |  | 4
16-002-04 | Volkmann retractor, 4-prongs, semi-sharp, 22 cm |  | 2
16-006-06 | Kocher retractor, 6-prongs, semi-sharp, 22 cm |  | 2
16-018-01 | Langenbeck retractor, 30x11 mm |  | 2
16-026-01 | Zenker retractor, 36 x 8 mm, 25 cm |  | 2
16-027-02 | Kocher retractor, 60 x 20 mm, 23 cm |  | 2
16-039-03 | Fritsch retractor, 49 x 61 mm, 25 cm |  | 2
16-072-05 | Abdominal spatula, malleable, 330 x 50 mm |  | 1
16-043-02 | Kelly retractor, 190 x 57 mm, 27 cm |  | 2
16-048-04 | Simon retractor, 115 x 26 mm, 28 cm |  | 2
16-048-02 | Martin retractor, 105 x 27 mm, 25 cm |  | 2
10-600-20 | Probe, Ø 1 mm, 20 cm |  | 1
10-606-14 | Myrtle leave probe, 14.5 cm |  | 1
10-921-07 | Cooley suction tube, 30 cm, Ø 7 mm |  | 1
18-002-20 | Mayo-Hegar TC-needle holder, 20 cm |  | 2
18-002-24 | Mayo-Hegar TC-needle holder, 24 cm |  | 2
56-100-65 | Needle case, 62 x 13 mm, insert only |  | 1
51-103-11 | Round bowls, Ø 100 mm, H 50 mm, 0.25 l |  | 1
51-100-25 | Kidney bowls, 250 x 140 x 40 mm |  | 1
55-110-62 | Container bottom, aluminium, 600 x 272 x 138 mm, | non perforated | 1
55-110-90 | Container lid, aluminium, silver, 585 x 285 mm, | perforated | 1
55-190-05 | Wire basket, 480 x 245 x 50 mm |  | 2
55-820-03 | Identification label, red |  | 1
57-010-48 | EMERGENCY SET ADULTS (INTENSIVE CARE)
10-104-01 | Scalpel handle, standard No. 4 |  | 2
10-103-01 | Scalpel handle, standard No. 3 |  | 2
10-103-04 | Scalpel handle No. 3 L |  | 1
11-114-18 | Doyen scissors, straight, blunt/blunt, 18 cm |  | 1
12-002-14 | TC standard scissors Fig.2, straight, 14 cm |  | 1
12-731-14 W | TC Mayo ligature scissors, curved, 14 cm W |  | 1
12-211-20 | TC Metzenbaum scissors, delicate, curved, 20 cm |  | 2
12-211-23 | TC Metzenbaum scissors, delicate, curved, 23 cm |  | 2
12-555-19 | TC Potts-Smith scissors, 19 cm, 60° |  | 1
12-721-12 | TC Universal scissors, angled, 12 cm, | one blade serrated | 1
12-551-19 | TC Potts-Smith scissors, 19 cm, 25° |  | 1
14-066-18 | TC Cushing dressing forceps, straight, 18 cm |  | 2
13-100-20 | Dissecting forceps 1x2, 20 cm |  | 2
13-102-16 | Dissecting forceps 1x2, delicate, 16 cm |  | 4
13-102-20 | Dissecting forceps 1x2, delicate, 20 cm |  | 2
14-002-25 | TC standard dressing forceps 25 cm |  | 1
15-015-18 | Spencer-Wells forceps, curved, 18 cm |  | 14
15-060-12 | Halsted-Mosquito forceps, straight, 12.5 cm |  | 5
15-110-16 | Kocher forceps, delicate, straight, 16 cm |  | 6
15-000-22 | Pean forceps, straight, 22 cm |  | 7
15-100-20 | Ochsner-Kocher forceps, straight, 20 cm |  | 2
15-245-24 | Crafoord forceps, curved, 24 cm |  | 2
15-237-20 | Gemini forceps, curved, 20 cm |  | 1
15-237-28 | Gemini forceps, curved, 28 cm |  | 1
15-343-18 | Mikulicz forceps, curved, 18 cm |  | 6
15-825-10 | Tohoku towel forceps, 10 cm |  | 6
15-821-14 | Peers-Bertram towel forceps, 14.5 cm |  | 10
15-039-16 | Crile-Rankin forceps, curved, 16 cm |  | 6
15-061-12 | Halsted-Mosquito forceps, curved, 12.5 cm |  | 5
15-045-20 | Fuchsig forceps, curved, 20 cm |  | 6
15-355-25 | Mixter forceps, curved, 25 cm |  | 1
15-846-20 | Tubing clamp, serrated, 20 cm, safety guard |  | 5
15-703-27 | Gross-Maier sponge forceps, curved, 27 cm |  | 1
16-128-16 | Desmarres vein retractor, 16 mm, 16 cm |  | 2
16-003-04 | Volkmann retractor, 4-prongs, blunt, 22 cm |  | 2
16-026-01 | Zenker retractor, 36 x 8 mm, 25 cm |  | 2
16-033-02 | Kocher retractor, 21 x 14 mm, 21 cm |  | 2
16-217-13 | Weitlaner self retainig retractor, sharp, 3x4, | 13.5 cm | 1
16-217-16 | Weitlaner self retainig retractor, sharp, 3x4, | 16.5 cm | 1
16-248-18 | Gelpi-Loktite self retaining retractor, 18 cm |  | 1
16-021-04 | Obwegeser retractor, flat, 55x12 mm |  | 2
16-133-12 | Cushing vein hook, 12 mm, 20 cm |  | 2
10-902-08 | Frazier suction tube, 30°, 13 cm, 8 Charr. |  | 1
10-921-07 | Cooley suction tube, 30 cm, Ø 7 mm |  | 1
10-701-12 G | Redon guide needle straight, 12 Charr. | with thread | 1
10-701-14 G | Redon guide needle straight, 14 Charr. | with thread | 1
10-701-16 G | Redon guide needle straight, 16 Charr. | with thread | 1
10-912-00 | Yankauer suction tube set Fig.0-3 with handle |  | 1
18-012-15 | Crile-Wood TC-needle holder, 15 cm |  | 1
18-002-20 | Mayo-Hegar TC-needle holder, 20 cm |  | 2
18-004-20 | De Bakey TC-needle holder, 20 cm, | Mayo Hegar delicate | 2
18-004-23 | De Bakey TC-needle holder, 23 cm |  | 1
18-004-26 | De Bakey TC-needle holder, 26 cm |  | 1
18-004-31 | De Bakey TC-needle holder, 31 cm |  | 1
18-100-20 | Hegar-Vascular TC-needle holder, 20 cm |  | 1
40-834-18 | TC wire twister, round, 18 cm |  | 1
40-479-08 | Volkmann bone curette, Fig. 4, oval, 18.5 cm, | Ferozell handle | 1
40-480-07 | Volkmann bone curette, Fig. 3, oval, 27.5 cm, | Ferozell handle | 1
40-417-04 | Martin cushing periosteal elevator, 7 mm, 19.5 cm |  | 1
13-204-24 | De Bakey forceps, 2.8 mm, straight, 24 cm |  | 2
13-208-20 | De Bakey forceps, 2.0 mm, straight, 20 cm |  | 2
13-200-20 | De Bakey forceps, 3.5 mm, straight, 20 cm |  | 2
15-611-18 | Leland-Jones atrauma clamp, angled, 18 cm |  | 2
15-587-27 | Atrauma clamp, C-Form, 27 cm |  | 2
15-591-26 | De Bakey atrauma clamp, S-shape, 27 cm |  | 1
15-647-20 | Satinsky-De Bakey clamp, curved, 20 cm |  | 1
15-647-24 | Satinsky atrauma clamp, curved, 24 cm |  | 1
15-589-23 | De Bakey-Bahnson, S-shape, 23.5 cm |  | 1
15-589-24 | De Bakey-Bahnson, S-shape, 24.5 cm |  | 1
15-577-16 | Derra atrauma clamp, S-shape, 16.5 cm |  | 1
15-577-17 | Derra atrauma clamp, S-shape, 17 cm |  | 1
15-577-18 | Derra atrauma clamp, S-shape, 18 cm |  | 1
15-579-17 | De Bakey-Beck atrauma clamp, curved, 17 cm |  | 1
15-561-13 | De Bakey atrauma clamp, S-shape, 12.5 cm, | jaw angled | 2
15-661-04 | Cooley atrauma clamp, Fig. 4, 16.5 cm |  | 1
31-107-18 | Intima spatula, blunt, 18.5 cm |  | 1
16-106-02 | Cushing hook, 28 cm Fig. 2 |  | 1
30-241-00 | Finocchietto rip spreader, for adults, | rigid lateral blades 42 x 62 mm, spreading 185 mm | 1
56-112-02 | Needle case perforated, with compartments | 150 x 95 x 13 mm | 1
51-103-08 | Round bowls, Ø 85 mm, H 50 mm, 0.175 l |  | 2
51-103-11 | Round bowls, Ø 100 mm, H 50 mm, 0.25 l |  | 3
57-010-48 C | EMERGENCY SET ADULTS (INTENSIVE CARE), CONTAINER AND BASKET
10-104-01 | Scalpel handle, standard No. 4 |  | 2
10-103-01 | Scalpel handle, standard No. 3 |  | 2
10-103-04 | Scalpel handle No. 3 L |  | 1
11-114-18 | Doyen scissors, straight, blunt/blunt, 18 cm |  | 1
12-002-14 | TC standard scissors Fig.2, straight, 14 cm |  | 1
12-731-14 W | TC Mayo ligature scissors, curved, 14 cm W |  | 1
12-211-20 | TC Metzenbaum scissors, delicate, curved, 20 cm |  | 2
12-211-23 | TC Metzenbaum scissors, delicate, curved, 23 cm |  | 2
12-555-19 | TC Potts-Smith scissors, 19 cm, 60° |  | 1
12-721-12 | TC Universal scissors, angled, 12 cm, | one blade serrated | 1
12-551-19 | TC Potts-Smith scissors, 19 cm, 25° |  | 1
14-066-18 | TC Cushing dressing forceps, straight, 18 cm |  | 2
13-100-20 | Dissecting forceps 1x2, 20 cm |  | 2
13-102-16 | Dissecting forceps 1x2, delicate, 16 cm |  | 4
13-102-20 | Dissecting forceps 1x2, delicate, 20 cm |  | 2
14-002-25 | TC standard dressing forceps 25 cm |  | 1
15-015-18 | Spencer-Wells forceps, curved, 18 cm |  | 14
15-060-12 | Halsted-Mosquito forceps, straight, 12.5 cm |  | 5
15-110-16 | Kocher forceps, delicate, straight, 16 cm |  | 6
15-000-22 | Pean forceps, straight, 22 cm |  | 7
15-100-20 | Ochsner-Kocher forceps, straight, 20 cm |  | 2
15-245-24 | Crafoord forceps, curved, 24 cm |  | 2
15-237-20 | Gemini forceps, curved, 20 cm |  | 1
15-237-28 | Gemini forceps, curved, 28 cm |  | 1
15-343-18 | Mikulicz forceps, curved, 18 cm |  | 6
15-825-10 | Tohoku towel forceps, 10 cm |  | 6
15-821-14 | Peers-Bertram towel forceps, 14.5 cm |  | 10
15-039-16 | Crile-Rankin forceps, curved, 16 cm |  | 6
15-061-12 | Halsted-Mosquito forceps, curved, 12.5 cm |  | 5
15-045-20 | Fuchsig forceps, curved, 20 cm |  | 6
15-355-25 | Mixter forceps, curved, 25 cm |  | 1
15-846-20 | Tubing clamp, serrated, 20 cm, safety guard |  | 5
15-703-27 | Gross-Maier sponge forceps, curved, 27 cm |  | 1
16-128-16 | Desmarres vein retractor, 16 mm, 16 cm |  | 2
16-003-04 | Volkmann retractor, 4-prongs, blunt, 22 cm |  | 2
16-026-01 | Zenker retractor, 36 x 8 mm, 25 cm |  | 2
16-033-02 | Kocher retractor, 21 x 14 mm, 21 cm |  | 2
16-217-13 | Weitlaner self retainig retractor, sharp, 3x4, | 13.5 cm | 1
16-217-16 | Weitlaner self retainig retractor, sharp, 3x4, | 16.5 cm | 1
16-248-18 | Gelpi-Loktite self retaining retractor, 18 cm |  | 1
16-021-04 | Obwegeser retractor, flat, 55x12 mm |  | 2
16-133-12 | Cushing vein hook, 12 mm, 20 cm |  | 2
10-902-08 | Frazier suction tube, 30°, 13 cm, 8 Charr. |  | 1
10-921-07 | Cooley suction tube, 30 cm, Ø 7 mm |  | 1
10-701-12 G | Redon guide needle straight, 12 Charr. | with thread | 1
10-701-14 G | Redon guide needle straight, 14 Charr. | with thread | 1
10-701-16 G | Redon guide needle straight, 16 Charr. | with thread | 1
10-912-00 | Yankauer suction tube set Fig.0-3 with handle |  | 1
18-012-15 | Crile-Wood TC-needle holder, 15 cm |  | 1
18-002-20 | Mayo-Hegar TC-needle holder, 20 cm |  | 2
18-004-20 | De Bakey TC-needle holder, 20 cm, | Mayo Hegar delicate | 2
18-004-23 | De Bakey TC-needle holder, 23 cm |  | 1
18-004-26 | De Bakey TC-needle holder, 26 cm |  | 1
18-004-31 | De Bakey TC-needle holder, 31 cm |  | 1
18-100-20 | Hegar-Vascular TC-needle holder, 20 cm |  | 1
40-834-18 | TC wire twister, round, 18 cm |  | 1
40-479-08 | Volkmann bone curette, Fig. 4, oval, 18.5 cm, | Ferozell handle | 1
40-480-07 | Volkmann bone curette, Fig. 3, oval, 27.5 cm, | Ferozell handle | 1
40-417-04 | Martin cushing periosteal elevator, 7 mm, 19.5 cm |  | 1
13-204-24 | De Bakey forceps, 2.8 mm, straight, 24 cm |  | 2
13-208-20 | De Bakey forceps, 2.0 mm, straight, 20 cm |  | 2
13-200-20 | De Bakey forceps, 3.5 mm, straight, 20 cm |  | 2
15-611-18 | Leland-Jones atrauma clamp, angled, 18 cm |  | 2
15-587-27 | Atrauma clamp, C-Form, 27 cm |  | 2
15-591-26 | De Bakey atrauma clamp, S-shape, 27 cm |  | 1
15-647-20 | Satinsky-De Bakey clamp, curved, 20 cm |  | 1
15-647-24 | Satinsky atrauma clamp, curved, 24 cm |  | 1
15-589-23 | De Bakey-Bahnson, S-shape, 23.5 cm |  | 1
15-589-24 | De Bakey-Bahnson, S-shape, 24.5 cm |  | 1
15-577-16 | Derra atrauma clamp, S-shape, 16.5 cm |  | 1
15-577-17 | Derra atrauma clamp, S-shape, 17 cm |  | 1
15-577-18 | Derra atrauma clamp, S-shape, 18 cm |  | 1
15-579-17 | De Bakey-Beck atrauma clamp, curved, 17 cm |  | 1
15-561-13 | De Bakey atrauma clamp, S-shape, 12.5 cm, | jaw angled | 2
15-661-04 | Cooley atrauma clamp, Fig. 4, 16.5 cm |  | 1
31-107-18 | Intima spatula, blunt, 18.5 cm |  | 1
16-106-02 | Cushing hook, 28 cm Fig. 2 |  | 1
30-241-00 | Finocchietto rip spreader, for adults, | rigid lateral blades 42 x 62 mm, spreading 185 mm | 1
56-112-02 | Needle case perforated, with compartments | 150 x 95 x 13 mm | 1
51-103-08 | Round bowls, Ø 85 mm, H 50 mm, 0.175 l |  | 2
51-103-11 | Round bowls, Ø 100 mm, H 50 mm, 0.25 l |  | 3
55-110-62 | Container bottom, aluminium, 600 x 272 x 138 mm, | non perforated | 1
55-110-90 | Container lid, aluminium, silver, 585 x 285 mm, | perforated | 1
55-190-05 | Wire basket, 480 x 245 x 50 mm |  | 2
55-820-03 | Identification label, red |  | 1
57-010-50 | SET FOR HEART-LUNG-MACHINE, CHILDREN
16-133-14 | Cushing vein hook, 14 mm, 20 cm |  | 3
10-032-15 | Ruler, 15 cm |  | 1
30-233-00 | Haight rip spreader, with 2 rigid lateral blades | 30 x 30 mm, spreading 120 mm, 90 mm | 1
30-240-00 | Finochietto rip spreader, for adults, | rigid lateral blades 40 x 40 mm, spreading 165 mm | 1
30-238-00 | Finocchietto rip spreader, for children, | rigid lateral blades 19 x 20 mm, spreading 75 mm | 1
16-274-10 | Gosset abdominal retractor, 12.5 cm | spreading 100 mm, lateral blades 40 x 30 mm | 1
40-873-16 | TC wire cutting forceps, double, 16 cm, | hard Ø 1.7 mm / soft Ø 2.0 mm | 1
16-050-01 | Roux retractor, Fig. 1, 14 cm |  | 1
15-343-18 | Mikulicz forceps, curved, 18 cm |  | 5
13-084-20 | Forceps, russian type, 20 cm |  | 1
13-210-16 | De Bakey forceps, 1.5 mm, straight, 16 cm |  | 2
13-210-20 | De Bakey forceps, 1.5 mm, straight, 20 cm |  | 2
13-208-20 | De Bakey forceps, 2.0 mm, straight, 20 cm |  | 3
13-208-24 | De Bakey forceps, 2.0 mm, straight, 24 cm |  | 3
13-164-21 | Potts-Smith dissecting forceps, straight, 21 cm |  | 3
12-211-20 | TC Metzenbaum scissors, delicate, curved, 20 cm |  | 1
12-201-20 | TC Metzenbaum scissors, curved, 20 cm |  | 1
12-211-18 | TC Metzenbaum scissors, delicate, curved, 18 cm |  | 2
12-253-17 | TC Tönnis-Adson scissors, curved, 17.5 cm |  | 1
12-160-17 | TC Mayo scissors, straight, 17 cm |  | 1
12-231-16 | TC Mayo-Lexer scissors, curved, 16 cm |  | 1
11-002-14 | Surgical scissors, Fig. 2, straight, 14 cm, | sharp/blunt | 1
15-645-17 | De Bakey atrauma clamp, S-shape, 16.5 cm |  | 1
15-577-16 | Derra atrauma clamp, S-shape, 16.5 cm |  | 1
15-654-02 | Cooley atrauma clamp, angled, 14.5 cm |  | 1
15-654-04 | Cooley atrauma clamp, angled, 14 cm |  | 1
15-647-20 | Satinsky-De Bakey clamp, curved, 20 cm |  | 1
15-654-05 | Cooley atrauma clamp, spoon-sharp, 14.5 cm |  | 1
15-661-01 | Cooley atrauma clamp, Fig. 1, 17 cm |  | 1
15-654-03 | Cooley atrauma clamp, long-angled, 14 cm |  | 1
15-672-17 | Cooley atrauma clamp, straight, 17 cm |  | 1
15-734-16 | Collin tissue forceps, straight, 16 cm |  | 1
15-700-27 | Ulrich sponge forceps, straight, 26.5 cm |  | 2
15-703-27 | Gross-Maier sponge forceps, curved, 27 cm |  | 1
15-768-16 | Allis atrauma forceps, straight, 16 cm |  | 3
15-840-16 | Tubing clamp, smooth jaw, 16 cm |  | 6
15-111-14 | Kocher forceps, delicate, curved, 14 cm |  | 15
15-063-12 | Micro-Mosquito forceps, curved, 12.5 cm |  | 20
18-002-20 | Mayo-Hegar TC-needle holder, 20 cm |  | 2
18-004-26 | De Bakey TC-needle holder, 26 cm |  | 2
18-004-23 | De Bakey TC-needle holder, 23 cm |  | 2
18-004-18 | De Bakey TC-needle holder, 18 cm, | Mayo Hegar delicate | 2
15-201-01 | Overholt-Geissendörfer forceps, curved, 21 cm |  | 1
15-201-02 | Overholt-Geissendörfer forceps, curved, 21 cm |  | 1
15-201-03 | Overholt-Geissendörfer forceps, curved, 21 cm |  | 2
15-273-18 | Baby-Adson forceps, curved, 18 cm |  | 2
13-000-20 | Standard dressing forceps, straight, 20 cm |  | 1
10-104-01 | Scalpel handle, standard No. 4 |  | 1
10-103-04 | Scalpel handle No. 3 L |  | 1
15-702-27 | Gross-Maier sponge forceps, straight, 27 cm |  | 1
15-801-13 | Backhaus towel forceps, 13 cm |  | 20
15-801-08 | Backhaus towel forceps, 8 cm |  | 10
51-100-25 | Kidney bowls, 250 x 140 x 40 mm |  | 1
31-132-25 | Ligature catcher, 2.5 mm, 26 cm |  | 1
57-010-50 C | SET FOR HEART-LUNG-MACHINE, CHILDREN; CONTAINER AND BASKET
16-133-14 | Cushing vein hook, 14 mm, 20 cm |  | 3
10-032-15 | Ruler, 15 cm |  | 1
30-233-00 | Haight rip spreader, with 2 rigid lateral blades | 30 x 30 mm, spreading 120 mm, 90 mm | 1
30-240-00 | Finochietto rip spreader, for adults, | rigid lateral blades 40 x 40 mm, spreading 165 mm | 1
30-238-00 | Finocchietto rip spreader, for children, | rigid lateral blades 19 x 20 mm, spreading 75 mm | 1
16-274-10 | Gosset abdominal retractor, 12.5 cm | spreading 100 mm, lateral blades 40 x 30 mm | 1
40-873-16 | TC wire cutting forceps, double, 16 cm, | hard Ø 1.7 mm / soft Ø 2.0 mm | 1
16-050-01 | Roux retractor, Fig. 1, 14 cm |  | 1
15-343-18 | Mikulicz forceps, curved, 18 cm |  | 5
13-084-20 | Forceps, russian type, 20 cm |  | 1
13-210-16 | De Bakey forceps, 1.5 mm, straight, 16 cm |  | 2
13-210-20 | De Bakey forceps, 1.5 mm, straight, 20 cm |  | 2
13-208-20 | De Bakey forceps, 2.0 mm, straight, 20 cm |  | 3
13-208-24 | De Bakey forceps, 2.0 mm, straight, 24 cm |  | 3
13-164-21 | Potts-Smith dissecting forceps, straight, 21 cm |  | 3
12-211-20 | TC Metzenbaum scissors, delicate, curved, 20 cm |  | 1
12-201-20 | TC Metzenbaum scissors, curved, 20 cm |  | 1
12-211-18 | TC Metzenbaum scissors, delicate, curved, 18 cm |  | 2
12-253-17 | TC Tönnis-Adson scissors, curved, 17.5 cm |  | 1
12-160-17 | TC Mayo scissors, straight, 17 cm |  | 1
12-231-16 | TC Mayo-Lexer scissors, curved, 16 cm |  | 1
11-002-14 | Surgical scissors, Fig. 2, straight, 14 cm, | sharp/blunt | 1
15-645-17 | De Bakey atrauma clamp, S-shape, 16.5 cm |  | 1
15-577-16 | Derra atrauma clamp, S-shape, 16.5 cm |  | 1
15-654-02 | Cooley atrauma clamp, angled, 14.5 cm |  | 1
15-654-04 | Cooley atrauma clamp, angled, 14 cm |  | 1
15-647-20 | Satinsky-De Bakey clamp, curved, 20 cm |  | 1
15-654-05 | Cooley atrauma clamp, spoon-sharp, 14.5 cm |  | 1
15-661-01 | Cooley atrauma clamp, Fig. 1, 17 cm |  | 1
15-654-03 | Cooley atrauma clamp, long-angled, 14 cm |  | 1
15-672-17 | Cooley atrauma clamp, straight, 17 cm |  | 1
15-734-16 | Collin tissue forceps, straight, 16 cm |  | 1
15-700-27 | Ulrich sponge forceps, straight, 26.5 cm |  | 2
15-703-27 | Gross-Maier sponge forceps, curved, 27 cm |  | 1
15-768-16 | Allis atrauma forceps, straight, 16 cm |  | 3
15-840-16 | Tubing clamp, smooth jaw, 16 cm |  | 6
15-111-14 | Kocher forceps, delicate, curved, 14 cm |  | 15
15-063-12 | Micro-Mosquito forceps, curved, 12.5 cm |  | 20
18-002-20 | Mayo-Hegar TC-needle holder, 20 cm |  | 2
18-004-26 | De Bakey TC-needle holder, 26 cm |  | 2
18-004-23 | De Bakey TC-needle holder, 23 cm |  | 2
18-004-18 | De Bakey TC-needle holder, 18 cm, | Mayo Hegar delicate | 2
15-201-01 | Overholt-Geissendörfer forceps, curved, 21 cm |  | 1
15-201-02 | Overholt-Geissendörfer forceps, curved, 21 cm |  | 1
15-201-03 | Overholt-Geissendörfer forceps, curved, 21 cm |  | 2
15-273-18 | Baby-Adson forceps, curved, 18 cm |  | 2
13-000-20 | Standard dressing forceps, straight, 20 cm |  | 1
10-104-01 | Scalpel handle, standard No. 4 |  | 1
10-103-04 | Scalpel handle No. 3 L |  | 1
15-702-27 | Gross-Maier sponge forceps, straight, 27 cm |  | 1
15-801-13 | Backhaus towel forceps, 13 cm |  | 20
15-801-08 | Backhaus towel forceps, 8 cm |  | 10
51-100-25 | Kidney bowls, 250 x 140 x 40 mm |  | 1
31-132-25 | Ligature catcher, 2.5 mm, 26 cm |  | 1
55-110-62 | Container bottom, aluminium, 600 x 272 x 138 mm, | non perforated | 1
55-110-90 | Container lid, aluminium, silver, 585 x 285 mm, | perforated | 1
55-190-05 | Wire basket, 480 x 245 x 50 mm |  | 2
55-820-03 | Identification label, red |  | 1
57-010-52 | HEART-LUNG-MACHINE, BABIES
10-032-15 | Ruler, 15 cm |  | 1
16-135-10 | Cushing-Kocher retractor, 10 mm, 18 cm |  | 2
16-133-14 | Cushing vein hook, 14 mm, 20 cm |  | 2
16-274-10 | Gosset abdominal retractor, 12.5 cm | spreading 100 mm, lateral blades 40 x 30 mm | 1
30-238-00 | Finocchietto rip spreader, for children, | rigid lateral blades 19 x 20 mm, spreading 75 mm | 1
11-120-20 | Sims scissors straight, blunt/blunt, 20 cm |  | 1
15-343-18 | Mikulicz forceps, curved, 18 cm |  | 4
13-170-18 | Gerald tissue forceps, straight, 18 cm |  | 3
13-210-20 | De Bakey forceps, 1.5 mm, straight, 20 cm |  | 2
13-070-18 | Gerald forceps, straight, 18 cm |  | 2
13-208-20 | De Bakey forceps, 2.0 mm, straight, 20 cm |  | 3
13-084-20 | Forceps, russian type, 20 cm |  | 1
12-201-20 | TC Metzenbaum scissors, curved, 20 cm |  | 1
12-253-17 | TC Tönnis-Adson scissors, curved, 17.5 cm |  | 1
12-211-18 | TC Metzenbaum scissors, delicate, curved, 18 cm |  | 2
12-231-16 | TC Mayo-Lexer scissors, curved, 16 cm |  | 1
12-160-17 | TC Mayo scissors, straight, 17 cm |  | 1
11-002-14 | Surgical scissors, Fig. 2, straight, 14 cm, | sharp/blunt | 1
15-654-05 | Cooley atrauma clamp, spoon-sharp, 14.5 cm |  | 1
15-654-02 | Cooley atrauma clamp, angled, 14.5 cm |  | 2
15-654-04 | Cooley atrauma clamp, angled, 14 cm |  | 1
15-659-08 | Cooley atrauma clamp, delicate, curved, Fig. 8, | 13.5 cm | 1
15-663-16 | Cooley-Derra atrauma clamp, curved, 16.5 cm |  | 1
15-661-01 | Cooley atrauma clamp, Fig. 1, 17 cm |  | 1
15-703-27 | Gross-Maier sponge forceps, curved, 27 cm |  | 1
15-100-22 | Ochsner-Kocher forceps, straight, 22 cm |  | 2
15-768-16 | Allis atrauma forceps, straight, 16 cm |  | 2
40-873-16 | TC wire cutting forceps, double, 16 cm, | hard Ø 1.7 mm / soft Ø 2.0 mm | 1
15-111-14 | Kocher forceps, delicate, curved, 14 cm |  | 15
15-063-12 | Micro-Mosquito forceps, curved, 12.5 cm |  | 1
15-840-16 | Tubing clamp, smooth jaw, 16 cm |  | 6
18-002-20 | Mayo-Hegar TC-needle holder, 20 cm |  | 2
18-004-23 | De Bakey TC-needle holder, 23 cm |  | 2
18-004-18 | De Bakey TC-needle holder, 18 cm, | Mayo Hegar delicate | 2
18-012-15 | Crile-Wood TC-needle holder, 15 cm |  | 2
18-026-13 | Halsey TC-needle holder, serrated, 13 cm |  | 2
15-273-18 | Baby-Adson forceps, curved, 18 cm |  | 1
15-201-01 | Overholt-Geissendörfer forceps, curved, 21 cm |  | 1
15-201-02 | Overholt-Geissendörfer forceps, curved, 21 cm |  | 2
15-201-03 | Overholt-Geissendörfer forceps, curved, 21 cm |  | 2
15-801-13 | Backhaus towel forceps, 13 cm |  | 20
15-801-08 | Backhaus towel forceps, 8 cm |  | 10
10-104-01 | Scalpel handle, standard No. 4 |  | 1
10-103-04 | Scalpel handle No. 3 L |  | 1
31-608-18 | Caspar blade holder, round, 18 cm |  | 1
51-100-25 | Kidney bowls, 250 x 140 x 40 mm |  | 1
15-702-27 | Gross-Maier sponge forceps, straight, 27 cm |  | 1
13-000-20 | Standard dressing forceps, straight, 20 cm |  | 1
31-132-25 | Ligature catcher, 2.5 mm, 26 cm |  | 1
57-010-52 C | SET FOR HEART-LUNG-MACHINE, BABIES, CONTAINER AND BASKET
10-032-15 | Ruler, 15 cm |  | 1
16-135-10 | Cushing-Kocher retractor, 10 mm, 18 cm |  | 2
16-133-14 | Cushing vein hook, 14 mm, 20 cm |  | 2
16-274-10 | Gosset abdominal retractor, 12.5 cm | spreading 100 mm, lateral blades 40 x 30 mm | 1
30-238-00 | Finocchietto rip spreader, for children, | rigid lateral blades 19 x 20 mm, spreading 75 mm | 1
11-120-20 | Sims scissors straight, blunt/blunt, 20 cm |  | 1
15-343-18 | Mikulicz forceps, curved, 18 cm |  | 4
13-170-18 | Gerald tissue forceps, straight, 18 cm |  | 3
13-210-20 | De Bakey forceps, 1.5 mm, straight, 20 cm |  | 2
13-070-18 | Gerald forceps, straight, 18 cm |  | 2
13-208-20 | De Bakey forceps, 2.0 mm, straight, 20 cm |  | 3
13-084-20 | Forceps, russian type, 20 cm |  | 1
12-201-20 | TC Metzenbaum scissors, curved, 20 cm |  | 1
12-253-17 | TC Tönnis-Adson scissors, curved, 17.5 cm |  | 1
12-211-18 | TC Metzenbaum scissors, delicate, curved, 18 cm |  | 2
12-231-16 | TC Mayo-Lexer scissors, curved, 16 cm |  | 1
12-160-17 | TC Mayo scissors, straight, 17 cm |  | 1
11-002-14 | Surgical scissors, Fig. 2, straight, 14 cm, | sharp/blunt | 1
15-654-05 | Cooley atrauma clamp, spoon-sharp, 14.5 cm |  | 1
15-654-02 | Cooley atrauma clamp, angled, 14.5 cm |  | 2
15-654-04 | Cooley atrauma clamp, angled, 14 cm |  | 1
15-659-08 | Cooley atrauma clamp, delicate, curved, Fig. 8, | 13.5 cm | 1
15-663-16 | Cooley-Derra atrauma clamp, curved, 16.5 cm |  | 1
15-661-01 | Cooley atrauma clamp, Fig. 1, 17 cm |  | 1
15-703-27 | Gross-Maier sponge forceps, curved, 27 cm |  | 1
15-100-22 | Ochsner-Kocher forceps, straight, 22 cm |  | 2
15-768-16 | Allis atrauma forceps, straight, 16 cm |  | 2
40-873-16 | TC wire cutting forceps, double, 16 cm, | hard Ø 1.7 mm / soft Ø 2.0 mm | 1
15-111-14 | Kocher forceps, delicate, curved, 14 cm |  | 15
15-063-12 | Micro-Mosquito forceps, curved, 12.5 cm |  | 1
15-840-16 | Tubing clamp, smooth jaw, 16 cm |  | 6
18-002-20 | Mayo-Hegar TC-needle holder, 20 cm |  | 2
18-004-23 | De Bakey TC-needle holder, 23 cm |  | 2
18-004-18 | De Bakey TC-needle holder, 18 cm, | Mayo Hegar delicate | 2
18-012-15 | Crile-Wood TC-needle holder, 15 cm |  | 2
18-026-13 | Halsey TC-needle holder, serrated, 13 cm |  | 2
15-273-18 | Baby-Adson forceps, curved, 18 cm |  | 1
15-201-01 | Overholt-Geissendörfer forceps, curved, 21 cm |  | 1
15-201-02 | Overholt-Geissendörfer forceps, curved, 21 cm |  | 2
15-201-03 | Overholt-Geissendörfer forceps, curved, 21 cm |  | 2
15-801-13 | Backhaus towel forceps, 13 cm |  | 20
15-801-08 | Backhaus towel forceps, 8 cm |  | 10
10-104-01 | Scalpel handle, standard No. 4 |  | 1
10-103-04 | Scalpel handle No. 3 L |  | 1
31-608-18 | Caspar blade holder, round, 18 cm |  | 1
51-100-25 | Kidney bowls, 250 x 140 x 40 mm |  | 1
15-702-27 | Gross-Maier sponge forceps, straight, 27 cm |  | 1
13-000-20 | Standard dressing forceps, straight, 20 cm |  | 1
31-132-25 | Ligature catcher, 2.5 mm, 26 cm |  | 1
55-110-62 | Container bottom, aluminium, 600 x 272 x 138 mm, | non perforated | 1
55-110-90 | Container lid, aluminium, silver, 585 x 285 mm, | perforated | 1
55-190-05 | Wire basket, 480 x 245 x 50 mm |  | 2
55-820-03 | Identification label, red |  | 1
57-010-54 | SUPPLEMENT SET MITRALIS
13-204-30 | De Bakey forceps, 2.8 mm, straight, 30 cm |  | 2
13-208-24 | De Bakey forceps, 2.0 mm, straight, 24 cm |  | 1
13-100-30 | Dissecting forceps 1x2, 30 cm |  | 1
13-100-25 | Dissecting forceps 1x2, 25 cm |  | 1
40-474-06 | Simon bone currette, Fig. 2, 24 cm |  | 1
40-474-08 | Simon bone currette, Fig. 4, 24 cm |  | 1
18-044-27 | Wangensteen needle holder, 27 cm |  | 2
12-201-28 | TC Metzenbaum scissors, curved, 28 cm |  | 2
12-201-25 | TC Metzenbaum scissors, curved, 25 cm |  | 1
11-501-24 | Satinsky scissors, S - shaped, 24.5 cm |  | 1
15-101-24 | Ochsner-Kocher forceps, curved, 24 cm |  | 2
10-103-04 | Scalpel handle No. 3 L |  | 1
31-608-18 | Caspar blade holder, round, 18 cm |  | 1
16-026-03 | Zenker retractor, 75 x 12 mm, 27 cm |  | 1
16-026-02 | Zenker retractor, 60 x 12 mm, 26 cm |  | 1
40-066-04 | Spurling rongeur, 180 mm, 4 mm, straight |  | 1
40-067-04 | Spurling rongeur, 180 mm, 4 mm, 30° up |  | 1
11-241-19 | Thorek (Fomon) scissors, blunt, curved, 19 cm |  | 1
57-010-54 C | SUPPLEMENT SET MITRALIS, CONTAINER AND BASKET
13-204-30 | De Bakey forceps, 2.8 mm, straight, 30 cm |  | 2
13-208-24 | De Bakey forceps, 2.0 mm, straight, 24 cm |  | 1
13-100-30 | Dissecting forceps 1x2, 30 cm |  | 1
13-100-25 | Dissecting forceps 1x2, 25 cm |  | 1
40-474-06 | Simon bone currette, Fig. 2, 24 cm |  | 1
40-474-08 | Simon bone currette, Fig. 4, 24 cm |  | 1
18-044-27 | Wangensteen needle holder, 27 cm |  | 2
12-201-28 | TC Metzenbaum scissors, curved, 28 cm |  | 2
12-201-25 | TC Metzenbaum scissors, curved, 25 cm |  | 1
11-501-24 | Satinsky scissors, S - shaped, 24.5 cm |  | 1
15-101-24 | Ochsner-Kocher forceps, curved, 24 cm |  | 2
10-103-04 | Scalpel handle No. 3 L |  | 1
31-608-18 | Caspar blade holder, round, 18 cm |  | 1
16-026-03 | Zenker retractor, 75 x 12 mm, 27 cm |  | 1
16-026-02 | Zenker retractor, 60 x 12 mm, 26 cm |  | 1
40-066-04 | Spurling rongeur, 180 mm, 4 mm, straight |  | 1
40-067-04 | Spurling rongeur, 180 mm, 4 mm, 30° up |  | 1
11-241-19 | Thorek (Fomon) scissors, blunt, curved, 19 cm |  | 1
55-210-60 | Container bottom, aluminium, 475 x 272 x 96 mm, | non perforated | 1
55-210-90 | Container lid, aluminium, silver, 460 x 285 mm, | perforated | 1
55-290-05 | Wire basket, 405 x 245 x 50 mm |  | 1
55-820-03 | Identification label, red |  | 1
57-010-56 | SET AORTIC-CORONARY VEIN-BYPASS (ACVB 1-6-TIMES)
13-070-18 | Gerald forceps, straight, 18 cm |  | 2
11-579-19 | Hegemann-Dietrich scissors 125°, angled, 19 cm |  | 1
11-577-19 | Hegemann-Dietrich scissors 90°, angled, 19 cm |  | 1
11-573-19 | Hegemann-Dietrich scissors 45°, angled, 19 cm |  | 1
11-553-19 | Potts-Smith scissors 45°, angled, 19 cm |  | 1
11-411-15 | Dissecting scissors, curved, 15 cm |  | 1
31-608-18 | Caspar blade holder, round, 18 cm |  | 2
31-018-05 | De Bakey vascular dilator, Ø 0.5 mm, 19 cm |  | 1
31-018-10 | De Bakey vascular dilator, Ø 1.0 mm, 19 cm |  | 1
31-018-15 | De Bakey vascular dilator, Ø 1.5 mm, 19 cm |  | 1
31-018-20 | De Bakey vascular dilator, Ø 2.0 mm, 19 cm |  | 1
31-018-25 | De Bakey vascular dilator, Ø 2.5 mm, 19 cm |  | 1
31-018-30 | De Bakey vascular dilator, Ø 3.0 mm, 19 cm |  | 1
15-522-35 | Titan Bulldog clamp "V", straight, 35 mm |  | 2
15-523-35 | Titan Bulldog clamp "V", curved, 35 mm |  | 2
15-643-21 | Lambert-Kay atrauma clamp, curved, 21.5 cm |  | 1
18-112-20 | Ryder-Micro TC-needle holder, 20 cm |  | 2
18-112-15 | Ryder-Micro TC-needle holder, 15 cm |  | 2
18-110-18 | Ryder-Vascular TC-needle holder, 18 cm |  | 2
18-112-18 | Ryder-Micro TC-needle holder, 18 cm |  | 2
10-420-04 | Keyes, dermal punch Ø 4 mm |  | 1
10-420-05 | Keyes, dermal punch Ø 5 mm |  | 1
57-010-56 C | SET AORTIC-CORONARY VEIN-BYPASS (ACVB 1-6-TIMES), CONTAINER AND BASKET
13-070-18 | Gerald forceps, straight, 18 cm |  | 2
11-579-19 | Hegemann-Dietrich scissors 125°, angled, 19 cm |  | 1
11-577-19 | Hegemann-Dietrich scissors 90°, angled, 19 cm |  | 1
11-573-19 | Hegemann-Dietrich scissors 45°, angled, 19 cm |  | 1
11-553-19 | Potts-Smith scissors 45°, angled, 19 cm |  | 1
11-411-15 | Dissecting scissors, curved, 15 cm |  | 1
31-608-18 | Caspar blade holder, round, 18 cm |  | 2
31-018-05 | De Bakey vascular dilator, Ø 0.5 mm, 19 cm |  | 1
31-018-10 | De Bakey vascular dilator, Ø 1.0 mm, 19 cm |  | 1
31-018-15 | De Bakey vascular dilator, Ø 1.5 mm, 19 cm |  | 1
31-018-20 | De Bakey vascular dilator, Ø 2.0 mm, 19 cm |  | 1
31-018-25 | De Bakey vascular dilator, Ø 2.5 mm, 19 cm |  | 1
31-018-30 | De Bakey vascular dilator, Ø 3.0 mm, 19 cm |  | 1
15-522-35 | Titan Bulldog clamp "V", straight, 35 mm |  | 2
15-523-35 | Titan Bulldog clamp "V", curved, 35 mm |  | 2
15-643-21 | Lambert-Kay atrauma clamp, curved, 21.5 cm |  | 1
18-112-20 | Ryder-Micro TC-needle holder, 20 cm |  | 2
18-112-15 | Ryder-Micro TC-needle holder, 15 cm |  | 2
18-110-18 | Ryder-Vascular TC-needle holder, 18 cm |  | 2
18-112-18 | Ryder-Micro TC-needle holder, 18 cm |  | 2
10-420-04 | Keyes, dermal punch Ø 4 mm |  | 1
10-420-05 | Keyes, dermal punch Ø 5 mm |  | 1
55-210-60 | Container bottom, aluminium, 475 x 272 x 96 mm, | non perforated | 1
55-210-90 | Container lid, aluminium, silver, 460 x 285 mm, | perforated | 1
55-290-05 | Wire basket, 405 x 245 x 50 mm |  | 1
55-820-03 | Identification label, red |  | 1
57-010-58 | SET FOR VEIN PHLEBOECTOMY, (FOR ONE LEG ONLY)
15-703-27 | Gross-Maier sponge forceps, curved, 27 cm |  | 2
15-801-11 | Backhaus towel forceps, 11 cm |  | 6
10-104-01 | Scalpel handle, standard No. 4 |  | 2
10-103-01 | Scalpel handle, standard No. 3 |  | 1
12-211-14 | TC Metzenbaum scissors, delicate, curved, 14 cm |  | 1
12-253-17 | TC Tönnis-Adson scissors, curved, 17.5 cm |  | 1
11-519-16 | Locklin scissors, angled, 16 cm one blade serrated |  | 1
11-404-14 | Joseph scissors, straight, 14 cm |  | 1
13-210-16 | De Bakey forceps, 1.5 mm, straight, 16 cm |  | 2
13-210-20 | De Bakey forceps, 1.5 mm, straight, 20 cm |  | 1
13-208-16 | De Bakey forceps, 2.0 mm, straight, 16 cm |  | 2
16-002-06 | Volkmann retractor, 6-prongs, semi-sharp, 22 cm |  | 2
16-033-02 | Kocher retractor, 21 x 14 mm, 21 cm |  | 2
16-050-01 | Roux retractor, Fig. 1, 14 cm |  | 2
16-050-02 | Roux retractor, Fig. 2, 15 cm |  | 2
16-050-03 | Roux retractor, Fig. 3, 17 cm |  | 2
16-020-01 | Langenbeck retractor, 65x20 mm, curved |  | 2
16-253-16 | Adson self retaining retractor, hinged, blunt, | 16.5 cm | 1
16-218-10 | Weitlaner self retainig retractor, blunt, | 2x3 teeth, 11 cm | 1
16-246-12 | Adson self retaining retractor, sharp, 5x6, 29 cm |  | 1
15-061-12 | Halsted-Mosquito forceps, curved, 12.5 cm |  | 10
15-062-12 | Micro-Mosquito forceps, straight, 12.5 cm |  | 4
15-146-15 | Leriche forceps, straight, 15 cm |  | 2
15-000-16 | Pean forceps, straight, 16 cm |  | 2
15-279-13 | Baby-Overholt forceps, curved, 13 cm |  | 2
15-217-01 | Overholt forceps, curved, 18.5 cm, S-shape |  | 2
15-611-18 | Leland-Jones atrauma clamp, angled, 18 cm |  | 1
15-611-19 | Leland-Jones atrauma clamp, angled, 18.5 cm |  | 1
15-611-20 | Leland-Jones atrauma clamp, angled, 19.5 cm |  | 1
15-615-22 | Potts atrauma clamp, angled, 22 cm |  | 1
15-495-08 | Bulldog clamp De Bakey, curved, 78 mm |  | 1
15-495-09 | Bulldog clamp De Bakey, curved, 86 mm |  | 1
15-495-10 | Bulldog clamp De Bakey, curved, 97 mm |  | 1
15-495-11 | Bulldog clamp De Bakey, curved, 114 mm |  | 1
15-494-08 | Bulldog clamp De Bakey, straight, 80 mm |  | 1
15-494-10 | Bulldog clamp De Bakey, straight, 105 mm |  | 1
18-012-15 | Crile-Wood TC-needle holder, 15 cm |  | 2
18-112-18 | Ryder-Micro TC-needle holder, 18 cm |  | 1
18-002-16 | Mayo-Hegar TC-needle holder, 16 cm |  | 2
56-100-65 | Needle case, 62 x 13 mm, insert only |  | 1
51-100-25 | Kidney bowls, 250 x 140 x 40 mm |  | 1
51-103-08 | Round bowls, Ø 85 mm, H 50 mm, 0.175 l |  | 1
51-103-11 | Round bowls, Ø 100 mm, H 50 mm, 0.25 l |  | 1
57-010-58 C | SET FOR VEIN PHLEBOECTOMY, (FOR ONE LEG ONLY), CONTAINER AND BASKET
15-703-27 | Gross-Maier sponge forceps, curved, 27 cm |  | 2
15-801-11 | Backhaus towel forceps, 11 cm |  | 6
10-104-01 | Scalpel handle, standard No. 4 |  | 2
10-103-01 | Scalpel handle, standard No. 3 |  | 1
12-211-14 | TC Metzenbaum scissors, delicate, curved, 14 cm |  | 1
12-253-17 | TC Tönnis-Adson scissors, curved, 17.5 cm |  | 1
11-519-16 | Locklin scissors, angled, 16 cm one blade serrated |  | 1
11-404-14 | Joseph scissors, straight, 14 cm |  | 1
13-210-16 | De Bakey forceps, 1.5 mm, straight, 16 cm |  | 2
13-210-20 | De Bakey forceps, 1.5 mm, straight, 20 cm |  | 1
13-208-16 | De Bakey forceps, 2.0 mm, straight, 16 cm |  | 2
16-002-06 | Volkmann retractor, 6-prongs, semi-sharp, 22 cm |  | 2
16-033-02 | Kocher retractor, 21 x 14 mm, 21 cm |  | 2
16-050-01 | Roux retractor, Fig. 1, 14 cm |  | 2
16-050-02 | Roux retractor, Fig. 2, 15 cm |  | 2
16-050-03 | Roux retractor, Fig. 3, 17 cm |  | 2
16-020-01 | Langenbeck retractor, 65x20 mm, curved |  | 2
16-253-16 | Adson self retaining retractor, hinged, blunt, | 16.5 cm | 1
16-218-10 | Weitlaner self retainig retractor, blunt, | 2x3 teeth, 11 cm | 1
16-246-12 | Adson self retaining retractor, sharp, 5x6, 29 cm |  | 1
15-061-12 | Halsted-Mosquito forceps, curved, 12.5 cm |  | 10
15-062-12 | Micro-Mosquito forceps, straight, 12.5 cm |  | 4
15-146-15 | Leriche forceps, straight, 15 cm |  | 2
15-000-16 | Pean forceps, straight, 16 cm |  | 2
15-279-13 | Baby-Overholt forceps, curved, 13 cm |  | 2
15-217-01 | Overholt forceps, curved, 18.5 cm, S-shape |  | 2
15-611-18 | Leland-Jones atrauma clamp, angled, 18 cm |  | 1
15-611-19 | Leland-Jones atrauma clamp, angled, 18.5 cm |  | 1
15-611-20 | Leland-Jones atrauma clamp, angled, 19.5 cm |  | 1
15-615-22 | Potts atrauma clamp, angled, 22 cm |  | 1
15-495-08 | Bulldog clamp De Bakey, curved, 78 mm |  | 1
15-495-09 | Bulldog clamp De Bakey, curved, 86 mm |  | 1
15-495-10 | Bulldog clamp De Bakey, curved, 97 mm |  | 1
15-495-11 | Bulldog clamp De Bakey, curved, 114 mm |  | 1
15-494-08 | Bulldog clamp De Bakey, straight, 80 mm |  | 1
15-494-10 | Bulldog clamp De Bakey, straight, 105 mm |  | 1
18-012-15 | Crile-Wood TC-needle holder, 15 cm |  | 2
18-112-18 | Ryder-Micro TC-needle holder, 18 cm |  | 1
18-002-16 | Mayo-Hegar TC-needle holder, 16 cm |  | 2
56-100-65 | Needle case, 62 x 13 mm, insert only |  | 1
51-100-25 | Kidney bowls, 250 x 140 x 40 mm |  | 1
51-103-08 | Round bowls, Ø 85 mm, H 50 mm, 0.175 l |  | 1
51-103-11 | Round bowls, Ø 100 mm, H 50 mm, 0.25 l |  | 1
55-110-61 | Container bottom, aluminium, 600 x 272 x 116 mm, | non perforated | 1
55-110-90 | Container lid, aluminium, silver, 585 x 285 mm, | perforated | 1
55-190-05 | Wire basket, 480 x 245 x 50 mm |  | 1
55-820-03 | Identification label, red |  | 1
57-010-60 | SUPPLEMENT SET ANEURYSMA
15-768-25 | Allis atrauma forceps, straight, 25 cm |  | 6
15-383-23 | Guyon kidney pedicle forceps, atrauma, 22 cm |  | 1
15-587-25 | Atrauma clamp, C-Form, 25 cm |  | 2
15-100-24 | Ochsner-Kocher forceps, straight, 24 cm |  | 2
40-474-06 | Simon bone currette, Fig. 2, 24 cm |  | 1
40-474-08 | Simon bone currette, Fig. 4, 24 cm |  | 1
57-010-62 | SET FOR ISTHMUS STENOSIS
15-750-18 | Duval tissue forceps, small jaw, 18 cm |  | 2
15-603-22 | Glover atrauma clamp, S-shape, 22 cm |  | 2
15-127-18 | Halsted-Mosquito forceps, curved, 18 cm |  | 4
15-774-15 | Boys-Allis tissue forceps, straight, 5x6, 15 cm |  | 4
11-614-18 | Micro-scissors, straight, sharp, 18.5 cm |  | 1
57-010-64 | SET DILATORS
35-100-03 | Hegar uterine dilator Ø 3 mm |  | 1
35-100-04 | Hegar uterine dilator Ø 4 mm |  | 1
35-100-05 | Hegar uterine dilator Ø 5 mm |  | 1
35-100-06 | Hegar uterine dilator Ø 6 mm |  | 1
35-100-07 | Hegar uterine dilator Ø 7 mm |  | 1
35-100-08 | Hegar uterine dilator Ø 8 mm |  | 1
35-100-09 | Hegar uterine dilator Ø 9 mm |  | 1
35-100-10 | Hegar uterine dilator Ø 10 mm |  | 1
35-100-11 | Hegar uterine dilator Ø 11 mm |  | 1
35-100-12 | Hegar uterine dilator Ø 12 mm |  | 1
35-100-13 | Hegar uterine dilator Ø 13 mm |  | 1
35-100-14 | Hegar uterine dilator Ø 14 mm |  | 1
35-100-15 | Hegar uterine dilator Ø 15 mm |  | 1
40-474-05 | Simon bone currette, Fig. 1, 24 cm |  | 1
40-474-07 | Simon bone currette, Fig. 3, 24 cm |  | 1
40-466-15 | Williger bone curette, Fig. 2, 5.2 mm, 17 cm |  | 1
10-032-50 | Ruler, 50 cm |  | 1
57-010-64 C | SET DILATORS, CONTAINER AND BASKET
35-100-03 | Hegar uterine dilator Ø 3 mm |  | 1
35-100-04 | Hegar uterine dilator Ø 4 mm |  | 1
35-100-05 | Hegar uterine dilator Ø 5 mm |  | 1
35-100-06 | Hegar uterine dilator Ø 6 mm |  | 1
35-100-07 | Hegar uterine dilator Ø 7 mm |  | 1
35-100-08 | Hegar uterine dilator Ø 8 mm |  | 1
35-100-09 | Hegar uterine dilator Ø 9 mm |  | 1
35-100-10 | Hegar uterine dilator Ø 10 mm |  | 1
35-100-11 | Hegar uterine dilator Ø 11 mm |  | 1
35-100-12 | Hegar uterine dilator Ø 12 mm |  | 1
35-100-13 | Hegar uterine dilator Ø 13 mm |  | 1
35-100-14 | Hegar uterine dilator Ø 14 mm |  | 1
35-100-15 | Hegar uterine dilator Ø 15 mm |  | 1
40-474-05 | Simon bone currette, Fig. 1, 24 cm |  | 1
40-474-07 | Simon bone currette, Fig. 3, 24 cm |  | 1
40-466-15 | Williger bone curette, Fig. 2, 5.2 mm, 17 cm |  | 1
10-032-50 | Ruler, 50 cm |  | 1
55-210-60 | Container bottom, aluminium, 475 x 272 x 96 mm, | non perforated | 1
55-210-90 | Container lid, aluminium, silver, 460 x 285 mm, | perforated | 1
55-290-05 | Wire basket, 405 x 245 x 50 mm |  | 1
55-820-03 | Identification label, red |  | 1
57-010-66 | SET MICRO HOOKS / DISSECTORS
31-673-01 | Krayenbühl vessel hook, Fig. 1 |  | 1
31-673-03 | Krayenbühl vessel hook, Fig. 3 |  | 1
31-675-02 | Fisch sharp hook, 90° angled, 18.5 cm |  | 1
31-692-04 | Yasargil micro raspatory, angled, 18.5 cm |  | 1
22-418-13 | Culler iris spatula, straight, 13 cm |  | 1
22-417-13 | Wecker iris spatula, curved, 13 cm |  | 1
31-692-03 | Yasargil micro raspatory, angled, 18.5 cm |  | 1
57-010-66 C | SET MICRO HOOKS / DISSECTORS, CONTAINER AND BASKET
31-673-01 | Krayenbühl vessel hook, Fig. 1 |  | 1
31-673-03 | Krayenbühl vessel hook, Fig. 3 |  | 1
31-675-02 | Fisch sharp hook, 90° angled, 18.5 cm |  | 1
31-692-04 | Yasargil micro raspatory, angled, 18.5 cm |  | 1
22-418-13 | Culler iris spatula, straight, 13 cm |  | 1
22-417-13 | Wecker iris spatula, curved, 13 cm |  | 1
31-692-03 | Yasargil micro raspatory, angled, 18.5 cm |  | 1
55-510-61 | Container bottom, aluminium, 320 x 186 x 59 mm, | non perforated - for Special container | 1
55-510-90 | Container lid, aluminium, silver, 325 x 192 mm, | perforated - for Special container | 1
55-525-05 | Stainless steel tray 275 x 175 x 45mm, without lid |  | 1
55-820-03 | Identification label, red |  | 1
57-010-68 | SUPPLEMENT SET VASCULAR CLAMPS
15-647-24 | Satinsky atrauma clamp, curved, 24 cm |  | 1
15-647-25 | Satinsky atrauma clamp, curved, 25.0 cm |  | 1
15-647-26 | Satinsky atrauma clamp, curved, 27.0 cm |  | 1
15-647-27 | Satinsky atrauma clamp, curved, 27.0 cm |  | 1
15-584-23 | Potts atrauma clamp, straight, 23.5 cm |  | 2
15-615-22 | Potts atrauma clamp, angled, 22 cm |  | 2
15-612-20 | Potts atrauma clamp, straight, 20.5 cm |  | 2
15-615-21 | Potts atrauma clamp, curved, 21 cm |  | 2
15-603-22 | Glover atrauma clamp, S-shape, 22 cm |  | 2
15-605-23 | De Bakey atrauma clamp, S-shape, 23 cm |  | 2
15-605-19 | De Bakey atrauma clamp, S-shape, 19 cm |  | 2
15-601-22 | Potts atrauma clamp, curved, 21.5 cm |  | 2
15-597-18 | Bainbridge atrauma clamp, curved, 18.5 cm |  | 2
15-494-08 | Bulldog clamp De Bakey, straight, 80 mm |  | 1
15-494-09 | Bulldog clamp De Bakey, straight, 90 mm |  | 1
15-494-10 | Bulldog clamp De Bakey, straight, 105 mm |  | 1
15-494-12 | Bulldog clamp De Bakey, straight, 124 mm |  | 1
15-495-08 | Bulldog clamp De Bakey, curved, 78 mm |  | 1
15-495-09 | Bulldog clamp De Bakey, curved, 86 mm |  | 1
15-495-10 | Bulldog clamp De Bakey, curved, 97 mm |  | 1
15-495-11 | Bulldog clamp De Bakey, curved, 114 mm |  | 1
57-010-68 C | SUPPLEMENT SET VASCULAR CLAMPS, CONTAINER AND BASKET
15-647-24 | Satinsky atrauma clamp, curved, 24 cm |  | 1
15-647-25 | Satinsky atrauma clamp, curved, 25.0 cm |  | 1
15-647-26 | Satinsky atrauma clamp, curved, 27.0 cm |  | 1
15-647-27 | Satinsky atrauma clamp, curved, 27.0 cm |  | 1
15-584-23 | Potts atrauma clamp, straight, 23.5 cm |  | 2
15-615-22 | Potts atrauma clamp, angled, 22 cm |  | 2
15-612-20 | Potts atrauma clamp, straight, 20.5 cm |  | 2
15-615-21 | Potts atrauma clamp, curved, 21 cm |  | 2
15-603-22 | Glover atrauma clamp, S-shape, 22 cm |  | 2
15-605-23 | De Bakey atrauma clamp, S-shape, 23 cm |  | 2
15-605-19 | De Bakey atrauma clamp, S-shape, 19 cm |  | 2
15-601-22 | Potts atrauma clamp, curved, 21.5 cm |  | 2
15-597-18 | Bainbridge atrauma clamp, curved, 18.5 cm |  | 2
15-494-08 | Bulldog clamp De Bakey, straight, 80 mm |  | 1
15-494-09 | Bulldog clamp De Bakey, straight, 90 mm |  | 1
15-494-10 | Bulldog clamp De Bakey, straight, 105 mm |  | 1
15-494-12 | Bulldog clamp De Bakey, straight, 124 mm |  | 1
15-495-08 | Bulldog clamp De Bakey, curved, 78 mm |  | 1
15-495-09 | Bulldog clamp De Bakey, curved, 86 mm |  | 1
15-495-10 | Bulldog clamp De Bakey, curved, 97 mm |  | 1
15-495-11 | Bulldog clamp De Bakey, curved, 114 mm |  | 1
55-210-60 | Container bottom, aluminium, 475 x 272 x 96 mm, | non perforated | 1
55-210-90 | Container lid, aluminium, silver, 460 x 285 mm, | perforated | 1
55-290-05 | Wire basket, 405 x 245 x 50 mm |  | 1
55-820-03 | Identification label, red |  | 1
57-010-70 | SUPPLEMENT SET VASCULAR CLAMPS FOR CHILDREN
15-563-16 | De Bakey atrauma clamp, angled, 16.5 cm |  | 2
15-565-15 | De Bakey atrauma clamp, angled, 16 cm |  | 2
15-567-15 | De Bakey atrauma clamp, angled, 15 cm |  | 1
15-579-17 | De Bakey-Beck atrauma clamp, curved, 17 cm |  | 1
15-665-17 | Cooley-Beck atrauma clamp, curved, 17 cm |  | 3
15-672-17 | Cooley atrauma clamp, straight, 17 cm |  | 1
15-661-02 | Cooley atrauma clamp, Fig. 2, 17 cm |  | 3
15-523-35 | Titan Bulldog clamp "V", curved, 35 mm |  | 10
15-522-35 | Titan Bulldog clamp "V", straight, 35 mm |  | 5
15-663-16 | Cooley-Derra atrauma clamp, curved, 16.5 cm |  | 1
15-663-17 | Cooley-Derra atrauma clamp, curved, 17 cm |  | 1
15-663-18 | Cooley-Derra atrauma clamp, curved, 17.5 cm |  | 1
15-671-17 | Cooley atrauma clamp, angled, 16.5 cm |  | 2
15-671-16 | Cooley atrauma clamp, angled, 16 cm |  | 1
15-671-15 | Cooley atrauma clamp, angled, 15 cm |  | 1
15-661-01 | Cooley atrauma clamp, Fig. 1, 17 cm |  | 1
15-654-01 | Cooley atrauma clamp, straight, 14.5 cm |  | 1
15-654-03 | Cooley atrauma clamp, long-angled, 14 cm |  | 1
15-654-05 | Cooley atrauma clamp, spoon-sharp, 14.5 cm |  | 1
15-654-02 | Cooley atrauma clamp, angled, 14.5 cm |  | 2
15-654-04 | Cooley atrauma clamp, angled, 14 cm |  | 1
15-661-03 | Cooley atrauma clamp, Fig. 3, 17.5 cm |  | 3
15-661-04 | Cooley atrauma clamp, Fig. 4, 16.5 cm |  | 1
15-661-05 | Cooley atrauma clamp, Fig. 5, 17 cm |  | 1
57-010-70 C | SUPPLEMENT SET VASCULAR CLAMPS FOR CHILDREN, CONTAINER AND BASKET
15-563-16 | De Bakey atrauma clamp, angled, 16.5 cm |  | 2
15-565-15 | De Bakey atrauma clamp, angled, 16 cm |  | 2
15-567-15 | De Bakey atrauma clamp, angled, 15 cm |  | 1
15-579-17 | De Bakey-Beck atrauma clamp, curved, 17 cm |  | 1
15-665-17 | Cooley-Beck atrauma clamp, curved, 17 cm |  | 3
15-672-17 | Cooley atrauma clamp, straight, 17 cm |  | 1
15-661-02 | Cooley atrauma clamp, Fig. 2, 17 cm |  | 3
15-523-35 | Titan Bulldog clamp "V", curved, 35 mm |  | 10
15-522-35 | Titan Bulldog clamp "V", straight, 35 mm |  | 5
15-663-16 | Cooley-Derra atrauma clamp, curved, 16.5 cm |  | 1
15-663-17 | Cooley-Derra atrauma clamp, curved, 17 cm |  | 1
15-663-18 | Cooley-Derra atrauma clamp, curved, 17.5 cm |  | 1
15-671-17 | Cooley atrauma clamp, angled, 16.5 cm |  | 2
15-671-16 | Cooley atrauma clamp, angled, 16 cm |  | 1
15-671-15 | Cooley atrauma clamp, angled, 15 cm |  | 1
15-661-01 | Cooley atrauma clamp, Fig. 1, 17 cm |  | 1
15-654-01 | Cooley atrauma clamp, straight, 14.5 cm |  | 1
15-654-03 | Cooley atrauma clamp, long-angled, 14 cm |  | 1
15-654-05 | Cooley atrauma clamp, spoon-sharp, 14.5 cm |  | 1
15-654-02 | Cooley atrauma clamp, angled, 14.5 cm |  | 2
15-654-04 | Cooley atrauma clamp, angled, 14 cm |  | 1
15-661-03 | Cooley atrauma clamp, Fig. 3, 17.5 cm |  | 3
15-661-04 | Cooley atrauma clamp, Fig. 4, 16.5 cm |  | 1
15-661-05 | Cooley atrauma clamp, Fig. 5, 17 cm |  | 1
55-210-60 | Container bottom, aluminium, 475 x 272 x 96 mm, | non perforated | 1
55-210-90 | Container lid, aluminium, silver, 460 x 285 mm, | perforated | 1
55-290-05 | Wire basket, 405 x 245 x 50 mm |  | 1
55-820-03 | Identification label, red |  | 1
57-010-72 | PACEMAKER SET
16-133-16 | Cushing vein hook, 16 mm, 20 cm |  | 1
16-001-04 | Volkmann retractor, 4-prongs, sharp, 22 cm |  | 2
16-034-03 | Kocher retractor, 40 x 20 mm, 22 cm |  | 2
16-033-02 | Kocher retractor, 21 x 14 mm, 21 cm |  | 2
15-201-07 | Overholt-Geissendörfer forceps, curved, 21 cm |  | 1
15-261-21 | Overholt-Mixter forceps, delicate, curved, 21 cm |  | 1
15-201-01 | Overholt-Geissendörfer forceps, curved, 21 cm |  | 1
15-201-03 | Overholt-Geissendörfer forceps, curved, 21 cm |  | 1
15-201-04 | Overholt-Geissendörfer forceps, curved, 21 cm |  | 1
15-001-16 | Pean forceps, curved, 16 cm |  | 3
15-147-15 | Leriche forceps, curved, 15 cm |  | 1
15-161-12 | Halsted-Mosquito forceps, curved, 1x2, 12 cm |  | 2
15-061-12 | Halsted-Mosquito forceps, curved, 12.5 cm |  | 6
12-231-16 | TC Mayo-Lexer scissors, curved, 16 cm |  | 1
12-211-18 | TC Metzenbaum scissors, delicate, curved, 18 cm |  | 1
12-211-14 | TC Metzenbaum scissors, delicate, curved, 14 cm |  | 1
12-211-20 | TC Metzenbaum scissors, delicate, curved, 20 cm |  | 1
15-801-13 | Backhaus towel forceps, 13 cm |  | 5
15-801-11 | Backhaus towel forceps, 11 cm |  | 20
13-204-16 | De Bakey forceps, 2.8 mm, straight, 16 cm |  | 2
13-000-14 | Standard dressing forceps, straight, 14.5 cm |  | 1
13-002-14 | Dressing forceps delicate, straight, 14 cm |  | 2
13-070-18 | Gerald forceps, straight, 18 cm |  | 1
13-610-21 | Micro forceps, round handle Ø 8 mm, | straight, 0.7 x 6.0 mm with platform, 21 cm | 1
13-204-20 | De Bakey forceps, 2.8 mm, straight, 20 cm |  | 1
17-729-20 | Ligature needle, left, blunt, 20 cm |  | 1
31-132-25 | Ligature catcher, 2.5 mm, 26 cm |  | 1
31-132-20 | Ligature catcher, 2.0 mm, 26 cm |  | 1
18-002-18 | Mayo-Hegar TC-needle holder, 18 cm |  | 2
18-012-15 | Crile-Wood TC-needle holder, 15 cm |  | 1
16-050-01 | Roux retractor, Fig. 1, 14 cm |  | 1
16-050-02 | Roux retractor, Fig. 2, 15 cm |  | 1
16-050-03 | Roux retractor, Fig. 3, 17 cm |  | 1
16-217-13 | Weitlaner self retainig retractor, sharp, 3x4, | 13.5 cm | 1
16-243-20 | Weitlaner self Ret retractor, sharp, 3x4, 20 cm |  | 1
51-100-25 | Kidney bowls, 250 x 140 x 40 mm |  | 2
56-112-02 | Needle case perforated, with compartments | 150 x 95 x 13 mm | 1
10-104-01 | Scalpel handle, standard No. 4 |  | 2
10-103-01 | Scalpel handle, standard No. 3 |  | 1
15-700-27 | Ulrich sponge forceps, straight, 26.5 cm |  | 2
15-701-27 | Ulrich sponge forceps, curved, 26.5 cm |  | 2
57-010-72 C | PACEMAKER SET, CONTAINER AND BASKET
16-133-16 | Cushing vein hook, 16 mm, 20 cm |  | 1
16-001-04 | Volkmann retractor, 4-prongs, sharp, 22 cm |  | 2
16-034-03 | Kocher retractor, 40 x 20 mm, 22 cm |  | 2
16-033-02 | Kocher retractor, 21 x 14 mm, 21 cm |  | 2
15-201-07 | Overholt-Geissendörfer forceps, curved, 21 cm |  | 1
15-261-21 | Overholt-Mixter forceps, delicate, curved, 21 cm |  | 1
15-201-01 | Overholt-Geissendörfer forceps, curved, 21 cm |  | 1
15-201-03 | Overholt-Geissendörfer forceps, curved, 21 cm |  | 1
15-201-04 | Overholt-Geissendörfer forceps, curved, 21 cm |  | 1
15-001-16 | Pean forceps, curved, 16 cm |  | 3
15-147-15 | Leriche forceps, curved, 15 cm |  | 1
15-161-12 | Halsted-Mosquito forceps, curved, 1x2, 12 cm |  | 2
15-061-12 | Halsted-Mosquito forceps, curved, 12.5 cm |  | 6
12-231-16 | TC Mayo-Lexer scissors, curved, 16 cm |  | 1
12-211-18 | TC Metzenbaum scissors, delicate, curved, 18 cm |  | 1
12-211-14 | TC Metzenbaum scissors, delicate, curved, 14 cm |  | 1
12-211-20 | TC Metzenbaum scissors, delicate, curved, 20 cm |  | 1
15-801-13 | Backhaus towel forceps, 13 cm |  | 5
15-801-11 | Backhaus towel forceps, 11 cm |  | 20
13-204-16 | De Bakey forceps, 2.8 mm, straight, 16 cm |  | 2
13-000-14 | Standard dressing forceps, straight, 14.5 cm |  | 1
13-002-14 | Dressing forceps delicate, straight, 14 cm |  | 2
13-070-18 | Gerald forceps, straight, 18 cm |  | 1
13-610-21 | Micro forceps, round handle Ø 8 mm, | straight, 0.7 x 6.0 mm with platform, 21 cm | 1
13-204-20 | De Bakey forceps, 2.8 mm, straight, 20 cm |  | 1
17-729-20 | Ligature needle, left, blunt, 20 cm |  | 1
31-132-25 | Ligature catcher, 2.5 mm, 26 cm |  | 1
31-132-20 | Ligature catcher, 2.0 mm, 26 cm |  | 1
18-002-18 | Mayo-Hegar TC-needle holder, 18 cm |  | 2
18-012-15 | Crile-Wood TC-needle holder, 15 cm |  | 1
16-050-01 | Roux retractor, Fig. 1, 14 cm |  | 1
16-050-02 | Roux retractor, Fig. 2, 15 cm |  | 1
16-050-03 | Roux retractor, Fig. 3, 17 cm |  | 1
16-217-13 | Weitlaner self retainig retractor, sharp, 3x4, | 13.5 cm | 1
16-243-20 | Weitlaner self Ret retractor, sharp, 3x4, 20 cm |  | 1
51-100-25 | Kidney bowls, 250 x 140 x 40 mm |  | 2
56-112-02 | Needle case perforated, with compartments | 150 x 95 x 13 mm | 1
10-104-01 | Scalpel handle, standard No. 4 |  | 2
10-103-01 | Scalpel handle, standard No. 3 |  | 1
15-700-27 | Ulrich sponge forceps, straight, 26.5 cm |  | 2
15-701-27 | Ulrich sponge forceps, curved, 26.5 cm |  | 2
55-110-61 | Container bottom, aluminium, 600 x 272 x 116 mm, | non perforated | 1
55-110-90 | Container lid, aluminium, silver, 585 x 285 mm, | perforated | 1
55-190-05 | Wire basket, 480 x 245 x 50 mm |  | 1
55-820-03 | Identification label, red |  | 1
57-010-74 | BASIC INSTRUMENT SET VASCULAR
15-703-27 | Gross-Maier sponge forceps, curved, 27 cm |  | 4
15-801-11 | Backhaus towel forceps, 11 cm |  | 12
10-103-01 | Scalpel handle, standard No. 3 |  | 1
10-104-01 | Scalpel handle, standard No. 4 |  | 2
15-110-14 | Kocher forceps, delicate, straight, 14 cm |  | 6
15-201-01 | Overholt-Geissendörfer forceps, curved, 21 cm |  | 1
15-201-02 | Overholt-Geissendörfer forceps, curved, 21 cm |  | 2
15-201-03 | Overholt-Geissendörfer forceps, curved, 21 cm |  | 2
15-217-02 | Overholt forceps, curved, 20.5 cm, S-shape |  | 1
15-027-21 | Halsted-Mosquito forceps, curved, 21 cm |  | 1
15-025-20 | Heiss forceps, strongly curved, 20 cm |  | 2
15-237-13 | Gemini forceps, curved, 13 cm |  | 1
15-237-20 | Gemini forceps, curved, 20 cm |  | 1
15-161-12 | Halsted-Mosquito forceps, curved, 1x2, 12 cm |  | 6
15-768-16 | Allis atrauma forceps, straight, 16 cm |  | 2
15-768-20 | Allis atrauma forceps, straight, 20 cm |  | 2
13-208-16 | De Bakey forceps, 2.0 mm, straight, 16 cm |  | 2
13-208-20 | De Bakey forceps, 2.0 mm, straight, 20 cm |  | 2
13-208-24 | De Bakey forceps, 2.0 mm, straight, 24 cm |  | 2
13-154-15 | Semken dissecting forceps, straight, 1x2, 15 cm |  | 2
13-164-21 | Potts-Smith dissecting forceps, straight, 21 cm |  | 2
13-002-14 | Dressing forceps delicate, straight, 14 cm |  | 2
12-231-16 | TC Mayo-Lexer scissors, curved, 16 cm |  | 1
12-201-18 | TC Metzenbaum scissors, curved, 18 cm |  | 1
12-211-20 | TC Metzenbaum scissors, delicate, curved, 20 cm |  | 1
12-211-14 | TC Metzenbaum scissors, delicate, curved, 14 cm |  | 1
12-201-20 | TC Metzenbaum scissors, curved, 20 cm |  | 1
12-731-14 W | TC Mayo ligature scissors, curved, 14 cm W |  | 1
16-124-04 | Trachea hook, sharp, 4-prongs, 16.5 cm |  | 2
16-051-01 | Baby-Roux retractor, 12.5 cm |  | 2
16-050-01 | Roux retractor, Fig. 1, 14 cm |  | 2
16-050-02 | Roux retractor, Fig. 2, 15 cm |  | 2
16-050-03 | Roux retractor, Fig. 3, 17 cm |  | 2
16-002-04 | Volkmann retractor, 4-prongs, semi-sharp, 22 cm |  | 2
16-128-12 | Desmarres vein retractor, 12 mm, 16 cm |  | 2
16-021-04 | Obwegeser retractor, flat, 55x12 mm |  | 2
16-021-03 | Obwegeser retractor, flat, 42x11 mm |  | 2
16-021-01 | Obwegeser retractor, flat, 25x 7 mm |  | 2
18-002-20 | Mayo-Hegar TC-needle holder, 20 cm |  | 2
18-004-18 | De Bakey TC-needle holder, 18 cm, | Mayo Hegar delicate | 1
18-012-15 | Crile-Wood TC-needle holder, 15 cm |  | 1
10-602-18 | Probe, Ø 2 mm, 18 cm |  | 1
56-112-02 | Needle case perforated, with compartments | 150 x 95 x 13 mm | 1
56-100-65 | Needle case, 62 x 13 mm, insert only |  | 1
51-100-25 | Kidney bowls, 250 x 140 x 40 mm |  | 2
16-258-32 | Adson self retaining retractor, hinged, blunt, | 32 cm | 1
16-247-07 | Adson self retaining retractor, blunt, 3x4, 26 cm |  | 1
26-663-18 | Freer elevator, sharp/blunt, 5 / 5 mm, 18 cm |  | 1
31-109-24 | Davis spatula, double, 24.5 cm |  | 1
11-519-16 | Locklin scissors, angled, 16 cm one blade serrated |  | 1
15-497-09 | Bulldog clamp Glover, curved, 91 mm |  | 2
15-496-07 | Bulldog clamp Glover, straight, 68 mm |  | 2
15-531-05 | Glover atrauma Bulldog clamps, 50 mm |  | 2
15-611-18 | Leland-Jones atrauma clamp, angled, 18 cm |  | 2
15-577-18 | Derra atrauma clamp, S-shape, 18 cm |  | 1
15-565-15 | De Bakey atrauma clamp, angled, 16 cm |  | 1
51-103-11 | Round bowls, Ø 100 mm, H 50 mm, 0.25 l |  | 2
51-103-08 | Round bowls, Ø 85 mm, H 50 mm, 0.175 l |  | 1
57-010-74 C | BASIC INSTRUMENT SET VASCULAR,CONTAINER AND BASKET
15-703-27 | Gross-Maier sponge forceps, curved, 27 cm |  | 4
15-801-11 | Backhaus towel forceps, 11 cm |  | 12
10-103-01 | Scalpel handle, standard No. 3 |  | 1
10-104-01 | Scalpel handle, standard No. 4 |  | 2
15-110-14 | Kocher forceps, delicate, straight, 14 cm |  | 6
15-201-01 | Overholt-Geissendörfer forceps, curved, 21 cm |  | 1
15-201-02 | Overholt-Geissendörfer forceps, curved, 21 cm |  | 2
15-201-03 | Overholt-Geissendörfer forceps, curved, 21 cm |  | 2
15-217-02 | Overholt forceps, curved, 20.5 cm, S-shape |  | 1
15-027-21 | Halsted-Mosquito forceps, curved, 21 cm |  | 1
15-025-20 | Heiss forceps, strongly curved, 20 cm |  | 2
15-237-13 | Gemini forceps, curved, 13 cm |  | 1
15-237-20 | Gemini forceps, curved, 20 cm |  | 1
15-161-12 | Halsted-Mosquito forceps, curved, 1x2, 12 cm |  | 6
15-768-16 | Allis atrauma forceps, straight, 16 cm |  | 2
15-768-20 | Allis atrauma forceps, straight, 20 cm |  | 2
13-208-16 | De Bakey forceps, 2.0 mm, straight, 16 cm |  | 2
13-208-20 | De Bakey forceps, 2.0 mm, straight, 20 cm |  | 2
13-208-24 | De Bakey forceps, 2.0 mm, straight, 24 cm |  | 2
13-154-15 | Semken dissecting forceps, straight, 1x2, 15 cm |  | 2
13-164-21 | Potts-Smith dissecting forceps, straight, 21 cm |  | 2
13-002-14 | Dressing forceps delicate, straight, 14 cm |  | 2
12-231-16 | TC Mayo-Lexer scissors, curved, 16 cm |  | 1
12-201-18 | TC Metzenbaum scissors, curved, 18 cm |  | 1
12-211-20 | TC Metzenbaum scissors, delicate, curved, 20 cm |  | 1
12-211-14 | TC Metzenbaum scissors, delicate, curved, 14 cm |  | 1
12-201-20 | TC Metzenbaum scissors, curved, 20 cm |  | 1
12-731-14 W | TC Mayo ligature scissors, curved, 14 cm W |  | 1
16-124-04 | Trachea hook, sharp, 4-prongs, 16.5 cm |  | 2
16-051-01 | Baby-Roux retractor, 12.5 cm |  | 2
16-050-01 | Roux retractor, Fig. 1, 14 cm |  | 2
16-050-02 | Roux retractor, Fig. 2, 15 cm |  | 2
16-050-03 | Roux retractor, Fig. 3, 17 cm |  | 2
16-002-04 | Volkmann retractor, 4-prongs, semi-sharp, 22 cm |  | 2
16-128-12 | Desmarres vein retractor, 12 mm, 16 cm |  | 2
16-021-04 | Obwegeser retractor, flat, 55x12 mm |  | 2
16-021-03 | Obwegeser retractor, flat, 42x11 mm |  | 2
16-021-01 | Obwegeser retractor, flat, 25x 7 mm |  | 2
18-002-20 | Mayo-Hegar TC-needle holder, 20 cm |  | 2
18-004-18 | De Bakey TC-needle holder, 18 cm, | Mayo Hegar delicate | 1
18-012-15 | Crile-Wood TC-needle holder, 15 cm |  | 1
10-602-18 | Probe, Ø 2 mm, 18 cm |  | 1
56-112-02 | Needle case perforated, with compartments | 150 x 95 x 13 mm | 1
56-100-65 | Needle case, 62 x 13 mm, insert only |  | 1
51-100-25 | Kidney bowls, 250 x 140 x 40 mm |  | 2
16-258-32 | Adson self retaining retractor, hinged, blunt, | 32 cm | 1
16-247-07 | Adson self retaining retractor, blunt, 3x4, 26 cm |  | 1
26-663-18 | Freer elevator, sharp/blunt, 5 / 5 mm, 18 cm |  | 1
31-109-24 | Davis spatula, double, 24.5 cm |  | 1
11-519-16 | Locklin scissors, angled, 16 cm one blade serrated |  | 1
15-497-09 | Bulldog clamp Glover, curved, 91 mm |  | 2
15-496-07 | Bulldog clamp Glover, straight, 68 mm |  | 2
15-531-05 | Glover atrauma Bulldog clamps, 50 mm |  | 2
15-611-18 | Leland-Jones atrauma clamp, angled, 18 cm |  | 2
15-577-18 | Derra atrauma clamp, S-shape, 18 cm |  | 1
15-565-15 | De Bakey atrauma clamp, angled, 16 cm |  | 1
51-103-11 | Round bowls, Ø 100 mm, H 50 mm, 0.25 l |  | 2
51-103-08 | Round bowls, Ø 85 mm, H 50 mm, 0.175 l |  | 1
55-110-62 | Container bottom, aluminium, 600 x 272 x 138 mm, | non perforated | 1
55-110-90 | Container lid, aluminium, silver, 585 x 285 mm, | perforated | 1
55-190-05 | Wire basket, 480 x 245 x 50 mm |  | 2
55-820-03 | Identification label, red |  | 1
57-010-76 | SUPPLEMENT SET FOR Y-PROSTHESIS
15-703-27 | Gross-Maier sponge forceps, curved, 27 cm |  | 2
15-339-20 | Mikulicz forceps, curved, 20.5 cm |  | 6
15-231-30 | Zenker forceps, curved, 30 cm |  | 2
15-217-03 | Overholt forceps, curved, 21 cm, S-shape |  | 2
15-281-24 | Kelly forceps, curved, Fig. 1, 24 cm |  | 2
13-106-25 | Waugh forceps, 1x2, straight, 25 cm |  | 2
13-208-30 | De Bakey forceps, 2.0 mm, straight, 30 cm |  | 2
18-004-31 | De Bakey TC-needle holder, 31 cm |  | 1
12-211-28 | TC Metzenbaum scissors, delicate, curved, 28 cm |  | 1
12-201-25 | TC Metzenbaum scissors, curved, 25 cm |  | 2
12-545-23 | TC De Bakey vascular scissors, 23 cm, 60° |  | 1
16-039-04 | Fritsch retractor, 48 x 75 mm, 25.5 cm |  | 2
16-039-05 | Fritsch retractor, 65 x 85 mm, 26.5 cm |  | 2
16-073-03 | Haberer-spatula, malleable, 300x37/45 mm |  | 1
16-028-03 | Mikulicz retractor, 120 x 50 mm, 26 cm |  | 2
16-028-04 | Mikulicz retractor, 155 x 50 mm, 26 cm |  | 2
16-043-01 | Kelly retractor, 190 x 38 mm, 27 cm |  | 2
15-647-20 | Satinsky-De Bakey clamp, curved, 20 cm |  | 1
15-647-24 | Satinsky atrauma clamp, curved, 24 cm |  | 1
15-647-25 | Satinsky atrauma clamp, curved, 25.0 cm |  | 1
15-647-26 | Satinsky atrauma clamp, curved, 27.0 cm |  | 1
15-647-27 | Satinsky atrauma clamp, curved, 27.0 cm |  | 1
15-587-31 | Atrauma clamp, C-Form, 31 cm |  | 1
15-605-23 | De Bakey atrauma clamp, S-shape, 23 cm |  | 1
15-591-26 | De Bakey atrauma clamp, S-shape, 27 cm |  | 1
15-496-12 | Bulldog clamp Glover, straight, 117 mm |  | 2
15-497-11 | Bulldog clamp Glover, curved, 110 mm |  | 2
15-539-10 | Bulldog clamp De Bakey-Satinsky, 100 mm |  | 2
31-109-24 | Davis spatula, double, 24.5 cm |  | 1
15-585-31 | Potts atrauma clamp, curved, 31 cm |  | 1
57-010-76 C | SUPPLEMENT SET Y-PROSTHESIS, CONTAINER AND BASKET
15-703-27 | Gross-Maier sponge forceps, curved, 27 cm |  | 2
15-339-20 | Mikulicz forceps, curved, 20.5 cm |  | 6
15-231-30 | Zenker forceps, curved, 30 cm |  | 2
15-217-03 | Overholt forceps, curved, 21 cm, S-shape |  | 2
15-281-24 | Kelly forceps, curved, Fig. 1, 24 cm |  | 2
13-106-25 | Waugh forceps, 1x2, straight, 25 cm |  | 2
13-208-30 | De Bakey forceps, 2.0 mm, straight, 30 cm |  | 2
18-004-31 | De Bakey TC-needle holder, 31 cm |  | 1
12-211-28 | TC Metzenbaum scissors, delicate, curved, 28 cm |  | 1
12-201-25 | TC Metzenbaum scissors, curved, 25 cm |  | 2
12-545-23 | TC De Bakey vascular scissors, 23 cm, 60° |  | 1
16-039-04 | Fritsch retractor, 48 x 75 mm, 25.5 cm |  | 2
16-039-05 | Fritsch retractor, 65 x 85 mm, 26.5 cm |  | 2
16-073-03 | Haberer-spatula, malleable, 300x37/45 mm |  | 1
16-028-03 | Mikulicz retractor, 120 x 50 mm, 26 cm |  | 2
16-028-04 | Mikulicz retractor, 155 x 50 mm, 26 cm |  | 2
16-043-01 | Kelly retractor, 190 x 38 mm, 27 cm |  | 2
15-647-20 | Satinsky-De Bakey clamp, curved, 20 cm |  | 1
15-647-24 | Satinsky atrauma clamp, curved, 24 cm |  | 1
15-647-25 | Satinsky atrauma clamp, curved, 25.0 cm |  | 1
15-647-26 | Satinsky atrauma clamp, curved, 27.0 cm |  | 1
15-647-27 | Satinsky atrauma clamp, curved, 27.0 cm |  | 1
15-587-31 | Atrauma clamp, C-Form, 31 cm |  | 1
15-605-23 | De Bakey atrauma clamp, S-shape, 23 cm |  | 1
15-591-26 | De Bakey atrauma clamp, S-shape, 27 cm |  | 1
15-496-12 | Bulldog clamp Glover, straight, 117 mm |  | 2
15-497-11 | Bulldog clamp Glover, curved, 110 mm |  | 2
15-539-10 | Bulldog clamp De Bakey-Satinsky, 100 mm |  | 2
31-109-24 | Davis spatula, double, 24.5 cm |  | 1
15-585-31 | Potts atrauma clamp, curved, 31 cm |  | 1
55-110-60 | Container bottom, aluminium, 600 x 272 x 96 mm, | non perforated | 1
55-110-90 | Container lid, aluminium, silver, 585 x 285 mm, | perforated | 1
55-190-05 | Wire basket, 480 x 245 x 50 mm |  | 1
55-820-03 | Identification label, red |  | 1
57-010-78 | SYMPATHECTOMY SET
15-701-27 | Ulrich sponge forceps, curved, 26.5 cm |  | 2
15-801-11 | Backhaus towel forceps, 11 cm |  | 12
10-104-01 | Scalpel handle, standard No. 4 |  | 1
10-103-01 | Scalpel handle, standard No. 3 |  | 1
15-110-14 | Kocher forceps, delicate, straight, 14 cm |  | 10
15-061-12 | Halsted-Mosquito forceps, curved, 12.5 cm |  | 6
15-217-02 | Overholt forceps, curved, 20.5 cm, S-shape |  | 2
15-027-21 | Halsted-Mosquito forceps, curved, 21 cm |  | 2
15-261-21 | Overholt-Mixter forceps, delicate, curved, 21 cm |  | 2
15-703-27 | Gross-Maier sponge forceps, curved, 27 cm |  | 4
13-208-16 | De Bakey forceps, 2.0 mm, straight, 16 cm |  | 2
13-208-24 | De Bakey forceps, 2.0 mm, straight, 24 cm |  | 2
13-200-20 | De Bakey forceps, 3.5 mm, straight, 20 cm |  | 2
13-154-15 | Semken dissecting forceps, straight, 1x2, 15 cm |  | 2
13-102-14 | Dissecting forceps 1x2, delicate, 14 cm |  | 2
13-164-21 | Potts-Smith dissecting forceps, straight, 21 cm |  | 2
13-106-25 | Waugh forceps, 1x2, straight, 25 cm |  | 2
12-231-16 | TC Mayo-Lexer scissors, curved, 16 cm |  | 1
12-201-18 | TC Metzenbaum scissors, curved, 18 cm |  | 2
12-211-20 | TC Metzenbaum scissors, delicate, curved, 20 cm |  | 1
12-211-23 | TC Metzenbaum scissors, delicate, curved, 23 cm |  | 1
16-106-02 | Cushing hook, 28 cm Fig. 2 |  | 1
16-050-01 | Roux retractor, Fig. 1, 14 cm |  | 2
16-050-02 | Roux retractor, Fig. 2, 15 cm |  | 2
16-050-03 | Roux retractor, Fig. 3, 17 cm |  | 2
30-301-32 | Allison lung spatula, 32 cm, 65 mm |  | 2
30-225-00 | Burford rip spreader, Fig. 3, alu, with 2 pairs of | interchangeable blades 45 x 62 and 65 x 62 mm, | 1
18-002-20 | Mayo-Hegar TC-needle holder, 20 cm |  | 2
18-004-20 | De Bakey TC-needle holder, 20 cm, | Mayo Hegar delicate | 1
18-004-26 | De Bakey TC-needle holder, 26 cm |  | 1
18-012-15 | Crile-Wood TC-needle holder, 15 cm |  | 1
57-010-78 C | SYMPATHECTOMY SET, CONTAINER AND BASKET
15-701-27 | Ulrich sponge forceps, curved, 26.5 cm |  | 2
15-801-11 | Backhaus towel forceps, 11 cm |  | 12
10-104-01 | Scalpel handle, standard No. 4 |  | 1
10-103-01 | Scalpel handle, standard No. 3 |  | 1
15-110-14 | Kocher forceps, delicate, straight, 14 cm |  | 10
15-061-12 | Halsted-Mosquito forceps, curved, 12.5 cm |  | 6
15-217-02 | Overholt forceps, curved, 20.5 cm, S-shape |  | 2
15-027-21 | Halsted-Mosquito forceps, curved, 21 cm |  | 2
15-261-21 | Overholt-Mixter forceps, delicate, curved, 21 cm |  | 2
15-703-27 | Gross-Maier sponge forceps, curved, 27 cm |  | 4
13-208-16 | De Bakey forceps, 2.0 mm, straight, 16 cm |  | 2
13-208-24 | De Bakey forceps, 2.0 mm, straight, 24 cm |  | 2
13-200-20 | De Bakey forceps, 3.5 mm, straight, 20 cm |  | 2
13-154-15 | Semken dissecting forceps, straight, 1x2, 15 cm |  | 2
13-102-14 | Dissecting forceps 1x2, delicate, 14 cm |  | 2
13-164-21 | Potts-Smith dissecting forceps, straight, 21 cm |  | 2
13-106-25 | Waugh forceps, 1x2, straight, 25 cm |  | 2
12-231-16 | TC Mayo-Lexer scissors, curved, 16 cm |  | 1
12-201-18 | TC Metzenbaum scissors, curved, 18 cm |  | 2
12-211-20 | TC Metzenbaum scissors, delicate, curved, 20 cm |  | 1
12-211-23 | TC Metzenbaum scissors, delicate, curved, 23 cm |  | 1
16-106-02 | Cushing hook, 28 cm Fig. 2 |  | 1
16-050-01 | Roux retractor, Fig. 1, 14 cm |  | 2
16-050-02 | Roux retractor, Fig. 2, 15 cm |  | 2
16-050-03 | Roux retractor, Fig. 3, 17 cm |  | 2
30-301-32 | Allison lung spatula, 32 cm, 65 mm |  | 2
30-225-00 | Burford rip spreader, Fig. 3, alu, with 2 pairs of | interchangeable blades 45 x 62 and 65 x 62 mm, | 1
18-002-20 | Mayo-Hegar TC-needle holder, 20 cm |  | 2
18-004-20 | De Bakey TC-needle holder, 20 cm, | Mayo Hegar delicate | 1
18-004-26 | De Bakey TC-needle holder, 26 cm |  | 1
18-012-15 | Crile-Wood TC-needle holder, 15 cm |  | 1
55-110-61 | Container bottom, aluminium, 600 x 272 x 116 mm, | non perforated | 1
55-110-90 | Container lid, aluminium, silver, 585 x 285 mm, | perforated | 1
55-190-05 | Wire basket, 480 x 245 x 50 mm |  | 2
55-820-03 | Identification label, red |  | 1
57-010-80 | CUT DOWN SET
15-700-27 | Ulrich sponge forceps, straight, 26.5 cm |  | 2
15-801-11 | Backhaus towel forceps, 11 cm |  | 4
10-103-01 | Scalpel handle, standard No. 3 |  | 1
15-161-12 | Halsted-Mosquito forceps, curved, 1x2, 12 cm |  | 2
15-061-12 | Halsted-Mosquito forceps, curved, 12.5 cm |  | 2
15-275-02 | Baby-Mixter artery forceps, strongly curved, 14 cm |  | 2
16-128-14 | Desmarres vein retractor, 14 mm, 16 cm |  | 2
16-122-02 | Trachea hook, blunt, 2-prongs, 16 cm |  | 2
16-212-10 | Alm self retaining retractor, sharp, 10 cm |  | 1
13-054-12 | Semken forceps, straight, 12 cm |  | 1
13-154-12 | Semken dissecting forceps, straight, 1x2, 12 cm |  | 1
11-440-11 | Iris scissors (M), straight, 11 cm |  | 1
11-011-12 | Surgical scissors curved, delicate, Fig.1, 12 cm | blunt/blunt | 1
12-211-14 | TC Metzenbaum scissors, delicate, curved, 14 cm |  | 1
11-001-14 | Surgical scissors, Fig. 1, curved, 14 cm, | blunt/blunt | 1
56-100-65 | Needle case, 62 x 13 mm, insert only |  | 1
13-208-16 | De Bakey forceps, 2.0 mm, straight, 16 cm |  | 1
18-012-15 | Crile-Wood TC-needle holder, 15 cm |  | 1
57-010-80 C | CUT DOWN SET, CONTAINER AND BASKET
15-700-27 | Ulrich sponge forceps, straight, 26.5 cm |  | 2
15-801-11 | Backhaus towel forceps, 11 cm |  | 4
10-103-01 | Scalpel handle, standard No. 3 |  | 1
15-161-12 | Halsted-Mosquito forceps, curved, 1x2, 12 cm |  | 2
15-061-12 | Halsted-Mosquito forceps, curved, 12.5 cm |  | 2
15-275-02 | Baby-Mixter artery forceps, strongly curved, 14 cm |  | 2
16-128-14 | Desmarres vein retractor, 14 mm, 16 cm |  | 2
16-122-02 | Trachea hook, blunt, 2-prongs, 16 cm |  | 2
16-212-10 | Alm self retaining retractor, sharp, 10 cm |  | 1
13-054-12 | Semken forceps, straight, 12 cm |  | 1
13-154-12 | Semken dissecting forceps, straight, 1x2, 12 cm |  | 1
11-440-11 | Iris scissors (M), straight, 11 cm |  | 1
11-011-12 | Surgical scissors curved, delicate, Fig.1, 12 cm | blunt/blunt | 1
12-211-14 | TC Metzenbaum scissors, delicate, curved, 14 cm |  | 1
11-001-14 | Surgical scissors, Fig. 1, curved, 14 cm, | blunt/blunt | 1
56-100-65 | Needle case, 62 x 13 mm, insert only |  | 1
13-208-16 | De Bakey forceps, 2.0 mm, straight, 16 cm |  | 1
18-012-15 | Crile-Wood TC-needle holder, 15 cm |  | 1
55-210-60 | Container bottom, aluminium, 475 x 272 x 96 mm, | non perforated | 1
55-210-90 | Container lid, aluminium, silver, 460 x 285 mm, | perforated | 1
55-290-05 | Wire basket, 405 x 245 x 50 mm |  | 1
55-820-03 | Identification label, red |  | 1
57-010-82 | FEMURALIS-POPLITEA BYPASS SET
14-066-18 | TC Cushing dressing forceps, straight, 18 cm |  | 2
31-109-24 | Davis spatula, double, 24.5 cm |  | 1
16-246-12 | Adson self retaining retractor, sharp, 5x6, 29 cm |  | 1
16-246-07 | Adson self retaining retractor, sharp, 3x4, 26 cm |  | 1
15-217-04 | Overholt forceps, curved, 21.5 cm, S-shape |  | 1
15-201-03 | Overholt-Geissendörfer forceps, curved, 21 cm |  | 1
15-217-02 | Overholt forceps, curved, 20.5 cm, S-shape |  | 1
18-004-26 | De Bakey TC-needle holder, 26 cm |  | 2
12-211-18 | TC Metzenbaum scissors, delicate, curved, 18 cm |  | 1
15-615-22 | Potts atrauma clamp, angled, 22 cm |  | 2
15-611-18 | Leland-Jones atrauma clamp, angled, 18 cm |  | 2
15-609-19 | De Bakey atrauma clamp, S-curved, 19 cm |  | 2
15-577-18 | Derra atrauma clamp, S-shape, 18 cm |  | 2
11-575-19 | Hegemann-Dietrich scissors 60°, angled, 19 cm |  | 1
15-703-27 | Gross-Maier sponge forceps, curved, 27 cm |  | 1
51-100-25 | Kidney bowls, 250 x 140 x 40 mm |  | 1
15-061-12 | Halsted-Mosquito forceps, curved, 12.5 cm |  | 4
15-060-12 | Halsted-Mosquito forceps, straight, 12.5 cm |  | 4
15-497-07 | Bulldog clamp Glover, curved, 65 mm |  | 2
15-496-07 | Bulldog clamp Glover, straight, 68 mm |  | 2
15-523-50 | Titan Bulldog clamp "V", curved, 50 mm |  | 2
15-522-50 | Titan Bulldog clamp "V", straight, 50 mm |  | 2
10-104-01 | Scalpel handle, standard No. 4 |  | 2
10-103-04 | Scalpel handle No. 3 L |  | 1
16-020-01 | Langenbeck retractor, 65x20 mm, curved |  | 2
13-100-14 | Dissecting forceps 1x2, 14.5 cm |  | 2
56-100-65 | Needle case, 62 x 13 mm, insert only |  | 1
56-112-02 | Needle case perforated, with compartments | 150 x 95 x 13 mm | 1
57-010-82 C | FEMURALIS-POPLITEA BYPASS SET, CONTAINER AND BASKET
14-066-18 | TC Cushing dressing forceps, straight, 18 cm |  | 2
31-109-24 | Davis spatula, double, 24.5 cm |  | 1
16-246-12 | Adson self retaining retractor, sharp, 5x6, 29 cm |  | 1
16-246-07 | Adson self retaining retractor, sharp, 3x4, 26 cm |  | 1
15-217-04 | Overholt forceps, curved, 21.5 cm, S-shape |  | 1
15-201-03 | Overholt-Geissendörfer forceps, curved, 21 cm |  | 1
15-217-02 | Overholt forceps, curved, 20.5 cm, S-shape |  | 1
18-004-26 | De Bakey TC-needle holder, 26 cm |  | 2
12-211-18 | TC Metzenbaum scissors, delicate, curved, 18 cm |  | 1
15-615-22 | Potts atrauma clamp, angled, 22 cm |  | 2
15-611-18 | Leland-Jones atrauma clamp, angled, 18 cm |  | 2
15-609-19 | De Bakey atrauma clamp, S-curved, 19 cm |  | 2
15-577-18 | Derra atrauma clamp, S-shape, 18 cm |  | 2
11-575-19 | Hegemann-Dietrich scissors 60°, angled, 19 cm |  | 1
15-703-27 | Gross-Maier sponge forceps, curved, 27 cm |  | 1
51-100-25 | Kidney bowls, 250 x 140 x 40 mm |  | 1
15-061-12 | Halsted-Mosquito forceps, curved, 12.5 cm |  | 4
15-060-12 | Halsted-Mosquito forceps, straight, 12.5 cm |  | 4
15-497-07 | Bulldog clamp Glover, curved, 65 mm |  | 2
15-496-07 | Bulldog clamp Glover, straight, 68 mm |  | 2
15-523-50 | Titan Bulldog clamp "V", curved, 50 mm |  | 2
15-522-50 | Titan Bulldog clamp "V", straight, 50 mm |  | 2
10-104-01 | Scalpel handle, standard No. 4 |  | 2
10-103-04 | Scalpel handle No. 3 L |  | 1
16-020-01 | Langenbeck retractor, 65x20 mm, curved |  | 2
13-100-14 | Dissecting forceps 1x2, 14.5 cm |  | 2
56-100-65 | Needle case, 62 x 13 mm, insert only |  | 1
56-112-02 | Needle case perforated, with compartments | 150 x 95 x 13 mm | 1
55-210-60 | Container bottom, aluminium, 475 x 272 x 96 mm, | non perforated | 1
55-210-90 | Container lid, aluminium, silver, 460 x 285 mm, | perforated | 1
55-290-05 | Wire basket, 405 x 245 x 50 mm |  | 1
55-820-03 | Identification label, red |  | 1
57-010-84 | VASCULAR DILATATORS, MALLEABLE
31-018-05 | De Bakey vascular dilator, Ø 0.5 mm, 19 cm |  | 1
31-018-10 | De Bakey vascular dilator, Ø 1.0 mm, 19 cm |  | 1
31-018-15 | De Bakey vascular dilator, Ø 1.5 mm, 19 cm |  | 1
31-018-20 | De Bakey vascular dilator, Ø 2.0 mm, 19 cm |  | 1
31-018-25 | De Bakey vascular dilator, Ø 2.5 mm, 19 cm |  | 1
31-018-30 | De Bakey vascular dilator, Ø 3.0 mm, 19 cm |  | 1
31-018-35 | De Bakey vascular dilator, Ø 3.5 mm, 19 cm |  | 1
31-018-40 | De Bakey vascular dilator, Ø 4.0 mm, 19 cm |  | 1
31-018-45 | De Bakey vascular dilator, Ø 4.5 mm, 19 cm |  | 1
31-018-50 | De Bakey vascular dilator, Ø 5.0 mm, 19 cm |  | 1
31-018-70 | De Bakey vascular dilator, Ø 7.0 mm, 19 cm |  | 1
31-018-90 | De Bakey vascular dilator, Ø 9.0 mm, 19 cm |  | 1
57-010-84 C | VASCULAR DILATATORS, MALLEABLE, CONTAINER AND BASKET
31-018-05 | De Bakey vascular dilator, Ø 0.5 mm, 19 cm |  | 1
31-018-10 | De Bakey vascular dilator, Ø 1.0 mm, 19 cm |  | 1
31-018-15 | De Bakey vascular dilator, Ø 1.5 mm, 19 cm |  | 1
31-018-20 | De Bakey vascular dilator, Ø 2.0 mm, 19 cm |  | 1
31-018-25 | De Bakey vascular dilator, Ø 2.5 mm, 19 cm |  | 1
31-018-30 | De Bakey vascular dilator, Ø 3.0 mm, 19 cm |  | 1
31-018-35 | De Bakey vascular dilator, Ø 3.5 mm, 19 cm |  | 1
31-018-40 | De Bakey vascular dilator, Ø 4.0 mm, 19 cm |  | 1
31-018-45 | De Bakey vascular dilator, Ø 4.5 mm, 19 cm |  | 1
31-018-50 | De Bakey vascular dilator, Ø 5.0 mm, 19 cm |  | 1
31-018-70 | De Bakey vascular dilator, Ø 7.0 mm, 19 cm |  | 1
31-018-90 | De Bakey vascular dilator, Ø 9.0 mm, 19 cm |  | 1
55-310-60 | Container bottom, aluminium, 310 x 272 x 96 mm, | non perforated | 1
55-310-90 | Container lid, aluminium, silver, 295 x 280 mm, | perforated | 1
55-390-05 | Wire basket, 246 x 246 x 50 mm |  | 1
55-820-03 | Identification label, red |  | 1
57-010-86 | VESSEL IRRIGATING CANNULAE
10-818-03 | Schmid vessel irregation cannula, Ø 3 mm |  | 1
10-818-04 | Schmid vessel irregation cannula, Ø 4 mm |  | 1
10-818-05 | Schmid vessel irregation cannula, Ø 5 mm |  | 1
10-818-06 | Schmid vessel irregation cannula, Ø 6 mm |  | 1
57-010-88 | ENDARTERECTOMY STRIPPERS
31-013-02 | Vollmar ring stripper, Ø 2 mm, 50 cm |  | 1
31-013-03 | Vollmar ring stripper, Ø 3 mm, 50 cm |  | 1
31-013-04 | Vollmar ring stripper, Ø 4 mm, 50 cm |  | 1
31-013-06 | Vollmar ring stripper, Ø 6 mm, 50 cm |  | 1
31-013-07 | Vollmar ring stripper, Ø 7 mm, 50 cm |  | 1
31-013-08 | Vollmar ring stripper, Ø 8.5 mm, 50 cm |  | 1
31-013-10 | Vollmar ring stripper, Ø 10 mm, 50 cm |  | 1
31-013-12 | Vollmar ring stripper, Ø 12 mm, 50 cm |  | 1
31-013-14 | Vollmar ring stripper, Ø 14 mm, 50 cm |  | 1
31-012-00 | Handle for Vollmar ring stripper, 11 cm |  | 1
57-010-92 | CHEST INSTRUMENTS
16-017-04 | Israel retractor, 4-prong, 40x40 mm 25.5 cm |  | 2
30-224-00 | Burford rip spreader, Fig. 2, alu, with 2 pairs of | interchangeable blades 45 x 62 and 65 x 62 mm, | 1
30-231-00 | Tuffier rip spreader, with 2 rigid lateral blades | 42 x 45 mm, rough, spreading 170 mm | 1
30-263-16 | Bailey-Gibbon rip contractor, 18 cm, short claws | for children | 1
40-715-28 | Liston bone cutting forceps, curved, 28 cm |  | 1
30-101-22 | Bone / rip scissors, curved, 23 cm |  | 1
40-665-22 | Luer-Stille bone rongeur, curved, 22 cm |  | 1
40-410-01 | Doyen periosteal elevator, adult, left, 17 cm |  | 1
40-410-02 | Doyen periosteal elevator, adult, right, 17 cm |  | 1
40-406-21 | Alexander periosteal elevator, 12 mm 21 cm |  | 1
30-109-24 | Lebsche sternal chisel, 24 cm |  | 1
40-215-28 | Williger mallet, Ø 28 mm, 340 g, 24 cm |  | 1
57-010-92 C | CHEST INSTRUMENTS, CONTAINER AND BASKET
16-017-04 | Israel retractor, 4-prong, 40x40 mm 25.5 cm |  | 2
30-224-00 | Burford rip spreader, Fig. 2, alu, with 2 pairs of | interchangeable blades 45 x 62 and 65 x 62 mm, | 1
30-231-00 | Tuffier rip spreader, with 2 rigid lateral blades | 42 x 45 mm, rough, spreading 170 mm | 1
30-263-16 | Bailey-Gibbon rip contractor, 18 cm, short claws | for children | 1
40-715-28 | Liston bone cutting forceps, curved, 28 cm |  | 1
30-101-22 | Bone / rip scissors, curved, 23 cm |  | 1
40-665-22 | Luer-Stille bone rongeur, curved, 22 cm |  | 1
40-410-01 | Doyen periosteal elevator, adult, left, 17 cm |  | 1
40-410-02 | Doyen periosteal elevator, adult, right, 17 cm |  | 1
40-406-21 | Alexander periosteal elevator, 12 mm 21 cm |  | 1
30-109-24 | Lebsche sternal chisel, 24 cm |  | 1
40-215-28 | Williger mallet, Ø 28 mm, 340 g, 24 cm |  | 1
55-210-60 | Container bottom, aluminium, 475 x 272 x 96 mm, | non perforated | 1
55-210-90 | Container lid, aluminium, silver, 460 x 285 mm, | perforated | 1
55-290-05 | Wire basket, 405 x 245 x 50 mm |  | 1
55-820-03 | Identification label, red |  | 1
57-010-94 | LOBECTOMY AND SEGMENTAL LUNG RESECTION SET
30-204-00 | Cooley rip spreader, adult, alu, lateral blades | 30 x 50 mm, spreading 185 mm | 1
40-408-04 | Semb periosteal elevator, 13 mm, 22 cm |  | 1
40-410-01 | Doyen periosteal elevator, adult, left, 17 cm |  | 1
40-410-02 | Doyen periosteal elevator, adult, right, 17 cm |  | 1
40-316-12 | Lexer-Mini osteotome, 12 mm, 18.5 cm |  | 1
30-103-22 | Gluck rip scissors, 22 cm |  | 1
30-109-24 | Lebsche sternal chisel, 24 cm |  | 1
30-265-19 | Sellors rip contractor, 19 cm |  | 1
40-467-08 | Volkmann bone curette, Fig. 4, 17 cm |  | 1
40-467-05 | Volkmann bone curette, Fig. 1, 17 cm |  | 1
40-876-23 | TC wire cutting forceps, 23.5 cm, | hard Ø 2.2 mm / soft Ø 3.0 mm | 1
40-850-14 | Flat nose pliers, 14 cm |  | 1
40-651-18 | Zaufal-Jansen bone rongeur, curved, 18 cm |  | 1
12-200-28 | TC Metzenbaum scissors, straight, 28 cm |  | 1
15-766-19 | Allis tissue forceps, 5x6, straight, 19 cm |  | 6
15-001-20 | Pean forceps, curved, 20 cm |  | 6
15-001-18 | Pean forceps, curved, 18 cm |  | 6
15-355-28 | Mixter forceps, curved, 28 cm |  | 4
15-249-24 | Sarot forceps, curved, 24 cm |  | 4
15-752-20 | Duval tissue forceps, large jaw, 20 cm |  | 6
30-315-22 | Prince-Thomas bronchus forceps, 22 cm, teeth on | the left blade | 1
30-317-22 | Prince-Thomas bronchus forceps, 22 cm, teeth on | the right blade | 1
30-224-00 | Burford rip spreader, Fig. 2, alu, with 2 pairs of | interchangeable blades 45 x 62 and 65 x 62 mm, | 1
57-010-94 C | LOBECTOMY AND SEGMENTAL LUNG RESECTION SET, CONTAINER AND BASKET
30-204-00 | Cooley rip spreader, adult, alu, lateral blades | 30 x 50 mm, spreading 185 mm | 1
40-408-04 | Semb periosteal elevator, 13 mm, 22 cm |  | 1
40-410-01 | Doyen periosteal elevator, adult, left, 17 cm |  | 1
40-410-02 | Doyen periosteal elevator, adult, right, 17 cm |  | 1
40-316-12 | Lexer-Mini osteotome, 12 mm, 18.5 cm |  | 1
30-103-22 | Gluck rip scissors, 22 cm |  | 1
30-109-24 | Lebsche sternal chisel, 24 cm |  | 1
30-265-19 | Sellors rip contractor, 19 cm |  | 1
40-467-08 | Volkmann bone curette, Fig. 4, 17 cm |  | 1
40-467-05 | Volkmann bone curette, Fig. 1, 17 cm |  | 1
40-876-23 | TC wire cutting forceps, 23.5 cm, | hard Ø 2.2 mm / soft Ø 3.0 mm | 1
40-850-14 | Flat nose pliers, 14 cm |  | 1
40-651-18 | Zaufal-Jansen bone rongeur, curved, 18 cm |  | 1
12-200-28 | TC Metzenbaum scissors, straight, 28 cm |  | 1
15-766-19 | Allis tissue forceps, 5x6, straight, 19 cm |  | 6
15-001-20 | Pean forceps, curved, 20 cm |  | 6
15-001-18 | Pean forceps, curved, 18 cm |  | 6
15-355-28 | Mixter forceps, curved, 28 cm |  | 4
15-249-24 | Sarot forceps, curved, 24 cm |  | 4
15-752-20 | Duval tissue forceps, large jaw, 20 cm |  | 6
30-315-22 | Prince-Thomas bronchus forceps, 22 cm, teeth on | the left blade | 1
30-317-22 | Prince-Thomas bronchus forceps, 22 cm, teeth on | the right blade | 1
30-224-00 | Burford rip spreader, Fig. 2, alu, with 2 pairs of | interchangeable blades 45 x 62 and 65 x 62 mm, | 1
55-210-62 | Container bottom, aluminium, 475 x 272 x 138 mm, | non perforated | 1
55-210-90 | Container lid, aluminium, silver, 460 x 285 mm, | perforated | 1
55-290-05 | Wire basket, 405 x 245 x 50 mm |  | 1
55-820-03 | Identification label, red |  | 1
57-010-96 | ESOPHAGECTOMY AND ESOPHAGUS REPLACEMENT SET
15-703-27 | Gross-Maier sponge forceps, curved, 27 cm |  | 4
15-702-27 | Gross-Maier sponge forceps, straight, 27 cm |  | 3
15-766-15 | Allis tissue forceps, 5x6, straight, 15 cm |  | 2
15-801-11 | Backhaus towel forceps, 11 cm |  | 8
15-803-11 | Backhaus towel forceps, 11 cm, with holder | for tubing up to Ø 15 mm | 1
10-103-01 | Scalpel handle, standard No. 3 |  | 1
10-104-01 | Scalpel handle, standard No. 4 |  | 2
10-104-04 | Scalpel handle No. 4 L |  | 1
10-199-00 | Scalpel remover |  | 2
13-000-14 | Standard dressing forceps, straight, 14.5 cm |  | 3
13-000-20 | Standard dressing forceps, straight, 20 cm |  | 4
13-100-14 | Dissecting forceps 1x2, 14.5 cm |  | 3
13-100-18 | Dissecting forceps 1x2, 18 cm |  | 2
14-064-15 | TC Potts-Smith dressing forceps 15 cm |  | 2
13-058-17 | Taylor, forceps, straight, 17 cm with scarper |  | 1
11-201-18 | Metzenbaum scissors, curved, Fig. 1, 18 cm |  | 2
11-201-23 | Metzenbaum scissors, curved, Fig. 1, 23 cm |  | 1
11-002-16 | Surgical scissors, Fig. 2, straight, 16 cm, | sharp/blunt | 2
12-731-17 W | TC Mayo ligature scissors, curved, 17 cm W |  | 1
11-011-12 | Surgical scissors curved, delicate, Fig.1, 12 cm | blunt/blunt | 1
15-010-13 | Pean forceps, delicate, straight, 13 cm |  | 12
15-011-13 | Pean forceps, delicate, curved, 13 cm |  | 12
15-161-12 | Halsted-Mosquito forceps, curved, 1x2, 12 cm |  | 4
15-100-20 | Ochsner-Kocher forceps, straight, 20 cm |  | 8
15-000-20 | Pean forceps, straight, 20 cm |  | 2
15-237-23 | Gemini forceps, curved, 23 cm |  | 2
15-237-25 | Gemini forceps, curved, 25 cm |  | 2
15-343-20 | Mikulicz forceps, curved, 20 cm |  | 4
16-007-04 | Kocher retractor, 4-prongs, blunt, 22 cm |  | 2
16-007-06 | Kocher retractor, 6-prongs, blunt, 22 cm |  | 2
16-020-01 | Langenbeck retractor, 65x20 mm, curved |  | 2
16-050-01 | Roux retractor, Fig. 1, 14 cm |  | 1
16-048-02 | Martin retractor, 105 x 27 mm, 25 cm |  | 2
16-028-03 | Mikulicz retractor, 120 x 50 mm, 26 cm |  | 2
16-072-03 | Abdominal spatula, malleable, 330 x 30 mm |  | 1
18-002-20 | Mayo-Hegar TC-needle holder, 20 cm |  | 3
18-004-23 | De Bakey TC-needle holder, 23 cm |  | 1
17-731-20 | Deschamps ligature needle, left, blunt, 20 cm |  | 2
17-765-19 | König ligature conductor, 3 mm, 19.5 cm |  | 1
17-767-19 | König ligature conductor, 5 mm, 19.5 cm |  | 1
10-602-16 | Probe, Ø 2 mm, 16 cm |  | 1
10-613-14 | Doyen director, curved, 14 cm |  | 1
15-703-20 | Gross-Maier sponge forceps, curved, 20 cm |  | 1
10-914-10 | Poole suction cannula, Ø 10 mm, 22 cm |  | 1
10-705-12 G | Redon guide needle curved, 12 Charr. | with thread | 1
10-705-14 G | Redon guide needle curved, 14 Charr. | with thread | 1
51-105-11 | Round bowls, Ø 116 mm, H 35 mm, 0.30 l |  | 2
56-112-02 | Needle case perforated, with compartments | 150 x 95 x 13 mm | 1
16-017-04 | Israel retractor, 4-prong, 40x40 mm 25.5 cm |  | 2
30-224-00 | Burford rip spreader, Fig. 2, alu, with 2 pairs of | interchangeable blades 45 x 62 and 65 x 62 mm, | 1
30-231-00 | Tuffier rip spreader, with 2 rigid lateral blades | 42 x 45 mm, rough, spreading 170 mm | 1
30-263-16 | Bailey-Gibbon rip contractor, 18 cm, short claws | for children | 1
40-715-28 | Liston bone cutting forceps, curved, 28 cm |  | 1
30-101-22 | Bone / rip scissors, curved, 23 cm |  | 1
40-665-22 | Luer-Stille bone rongeur, curved, 22 cm |  | 1
40-410-01 | Doyen periosteal elevator, adult, left, 17 cm |  | 1
40-410-02 | Doyen periosteal elevator, adult, right, 17 cm |  | 1
40-406-21 | Alexander periosteal elevator, 12 mm 21 cm |  | 1
30-109-24 | Lebsche sternal chisel, 24 cm |  | 1
40-215-28 | Williger mallet, Ø 28 mm, 340 g, 24 cm |  | 1
15-801-08 | Backhaus towel forceps, 8 cm |  | 12
10-103-04 | Scalpel handle No. 3 L |  | 1
12-160-23 | TC Mayo scissors, straight, 23 cm |  | 1
12-161-23 | TC Mayo scissors, curved, 23 cm |  | 1
12-201-28 | TC Metzenbaum scissors, curved, 28 cm |  | 1
13-100-20 | Dissecting forceps 1x2, 20 cm |  | 2
15-766-19 | Allis tissue forceps, 5x6, straight, 19 cm |  | 6
15-760-20 | Babcock tissue forceps, straight, 20 cm |  | 6
15-061-12 | Halsted-Mosquito forceps, curved, 12.5 cm |  | 12
15-049-14 | Crile forceps, curved, 14 cm |  | 12
15-001-16 | Pean forceps, curved, 16 cm |  | 12
15-001-20 | Pean forceps, curved, 20 cm |  | 6
15-259-22 | Mixter forceps, curved, 22 cm |  | 6
33-132-28 | Kocher intestinal clamp, straight, 28 cm |  | 2
15-497-07 | Bulldog clamp Glover, curved, 65 mm |  | 4
33-100-15 | Allen intestinal clamp, straight, 1x2, 15.5 cm |  | 2
18-020-26 | Sarot TC-needle holder, 26 cm |  | 2
57-010-96 C | ESOPHAGECTOMY AND ESOPHAGUS REPLACEMENT SET, CONTAINER AND BASKET
15-703-27 | Gross-Maier sponge forceps, curved, 27 cm |  | 4
15-702-27 | Gross-Maier sponge forceps, straight, 27 cm |  | 3
15-766-15 | Allis tissue forceps, 5x6, straight, 15 cm |  | 2
15-801-11 | Backhaus towel forceps, 11 cm |  | 8
15-803-11 | Backhaus towel forceps, 11 cm, with holder | for tubing up to Ø 15 mm | 1
10-103-01 | Scalpel handle, standard No. 3 |  | 1
10-104-01 | Scalpel handle, standard No. 4 |  | 2
10-104-04 | Scalpel handle No. 4 L |  | 1
10-199-00 | Scalpel remover |  | 2
13-000-14 | Standard dressing forceps, straight, 14.5 cm |  | 3
13-000-20 | Standard dressing forceps, straight, 20 cm |  | 4
13-100-14 | Dissecting forceps 1x2, 14.5 cm |  | 3
13-100-18 | Dissecting forceps 1x2, 18 cm |  | 2
14-064-15 | TC Potts-Smith dressing forceps 15 cm |  | 2
13-058-17 | Taylor, forceps, straight, 17 cm with scarper |  | 1
11-201-18 | Metzenbaum scissors, curved, Fig. 1, 18 cm |  | 2
11-201-23 | Metzenbaum scissors, curved, Fig. 1, 23 cm |  | 1
11-002-16 | Surgical scissors, Fig. 2, straight, 16 cm, | sharp/blunt | 2
12-731-17 W | TC Mayo ligature scissors, curved, 17 cm W |  | 1
11-011-12 | Surgical scissors curved, delicate, Fig.1, 12 cm | blunt/blunt | 1
15-010-13 | Pean forceps, delicate, straight, 13 cm |  | 12
15-011-13 | Pean forceps, delicate, curved, 13 cm |  | 12
15-161-12 | Halsted-Mosquito forceps, curved, 1x2, 12 cm |  | 4
15-100-20 | Ochsner-Kocher forceps, straight, 20 cm |  | 8
15-000-20 | Pean forceps, straight, 20 cm |  | 2
15-237-23 | Gemini forceps, curved, 23 cm |  | 2
15-237-25 | Gemini forceps, curved, 25 cm |  | 2
15-343-20 | Mikulicz forceps, curved, 20 cm |  | 4
16-007-04 | Kocher retractor, 4-prongs, blunt, 22 cm |  | 2
16-007-06 | Kocher retractor, 6-prongs, blunt, 22 cm |  | 2
16-020-01 | Langenbeck retractor, 65x20 mm, curved |  | 2
16-050-01 | Roux retractor, Fig. 1, 14 cm |  | 1
16-048-02 | Martin retractor, 105 x 27 mm, 25 cm |  | 2
16-028-03 | Mikulicz retractor, 120 x 50 mm, 26 cm |  | 2
16-072-03 | Abdominal spatula, malleable, 330 x 30 mm |  | 1
18-002-20 | Mayo-Hegar TC-needle holder, 20 cm |  | 3
18-004-23 | De Bakey TC-needle holder, 23 cm |  | 1
17-731-20 | Deschamps ligature needle, left, blunt, 20 cm |  | 2
17-765-19 | König ligature conductor, 3 mm, 19.5 cm |  | 1
17-767-19 | König ligature conductor, 5 mm, 19.5 cm |  | 1
10-602-16 | Probe, Ø 2 mm, 16 cm |  | 1
10-613-14 | Doyen director, curved, 14 cm |  | 1
15-703-20 | Gross-Maier sponge forceps, curved, 20 cm |  | 1
10-914-10 | Poole suction cannula, Ø 10 mm, 22 cm |  | 1
10-705-12 G | Redon guide needle curved, 12 Charr. | with thread | 1
10-705-14 G | Redon guide needle curved, 14 Charr. | with thread | 1
51-105-11 | Round bowls, Ø 116 mm, H 35 mm, 0.30 l |  | 2
56-112-02 | Needle case perforated, with compartments | 150 x 95 x 13 mm | 1
16-017-04 | Israel retractor, 4-prong, 40x40 mm 25.5 cm |  | 2
30-224-00 | Burford rip spreader, Fig. 2, alu, with 2 pairs of | interchangeable blades 45 x 62 and 65 x 62 mm, | 1
30-231-00 | Tuffier rip spreader, with 2 rigid lateral blades | 42 x 45 mm, rough, spreading 170 mm | 1
30-263-16 | Bailey-Gibbon rip contractor, 18 cm, short claws | for children | 1
40-715-28 | Liston bone cutting forceps, curved, 28 cm |  | 1
30-101-22 | Bone / rip scissors, curved, 23 cm |  | 1
40-665-22 | Luer-Stille bone rongeur, curved, 22 cm |  | 1
40-410-01 | Doyen periosteal elevator, adult, left, 17 cm |  | 1
40-410-02 | Doyen periosteal elevator, adult, right, 17 cm |  | 1
40-406-21 | Alexander periosteal elevator, 12 mm 21 cm |  | 1
30-109-24 | Lebsche sternal chisel, 24 cm |  | 1
40-215-28 | Williger mallet, Ø 28 mm, 340 g, 24 cm |  | 1
15-801-08 | Backhaus towel forceps, 8 cm |  | 12
10-103-04 | Scalpel handle No. 3 L |  | 1
12-160-23 | TC Mayo scissors, straight, 23 cm |  | 1
12-161-23 | TC Mayo scissors, curved, 23 cm |  | 1
12-201-28 | TC Metzenbaum scissors, curved, 28 cm |  | 1
13-100-20 | Dissecting forceps 1x2, 20 cm |  | 2
15-766-19 | Allis tissue forceps, 5x6, straight, 19 cm |  | 6
15-760-20 | Babcock tissue forceps, straight, 20 cm |  | 6
15-061-12 | Halsted-Mosquito forceps, curved, 12.5 cm |  | 12
15-049-14 | Crile forceps, curved, 14 cm |  | 12
15-001-16 | Pean forceps, curved, 16 cm |  | 12
15-001-20 | Pean forceps, curved, 20 cm |  | 6
15-259-22 | Mixter forceps, curved, 22 cm |  | 6
33-132-28 | Kocher intestinal clamp, straight, 28 cm |  | 2
15-497-07 | Bulldog clamp Glover, curved, 65 mm |  | 4
33-100-15 | Allen intestinal clamp, straight, 1x2, 15.5 cm |  | 2
18-020-26 | Sarot TC-needle holder, 26 cm |  | 2
55-110-63 | Container bottom, aluminium, 600 x 272 x 190 mm, | non perforated | 1
55-110-90 | Container lid, aluminium, silver, 585 x 285 mm, | perforated | 1
55-190-05 | Wire basket, 480 x 245 x 50 mm |  | 2
55-820-03 | Identification label, red |  | 1
57-010-98 | ANASTOMOSIS OF CERVICAL END OF ESOPHAGUS
15-703-27 | Gross-Maier sponge forceps, curved, 27 cm |  | 4
15-702-27 | Gross-Maier sponge forceps, straight, 27 cm |  | 2
15-766-15 | Allis tissue forceps, 5x6, straight, 15 cm |  | 2
15-801-11 | Backhaus towel forceps, 11 cm |  | 6
15-803-11 | Backhaus towel forceps, 11 cm, with holder | for tubing up to Ø 15 mm | 1
10-103-01 | Scalpel handle, standard No. 3 |  | 1
10-104-01 | Scalpel handle, standard No. 4 |  | 1
10-199-00 | Scalpel remover |  | 2
13-000-14 | Standard dressing forceps, straight, 14.5 cm |  | 3
13-000-18 | Standard dressing forceps, straight, 18 cm |  | 2
13-100-14 | Dissecting forceps 1x2, 14.5 cm |  | 3
13-100-18 | Dissecting forceps 1x2, 18 cm |  | 2
14-064-15 | TC Potts-Smith dressing forceps 15 cm |  | 2
13-058-17 | Taylor, forceps, straight, 17 cm with scarper |  | 1
11-201-18 | Metzenbaum scissors, curved, Fig. 1, 18 cm |  | 2
11-201-20 | Metzenbaum scissors, curved, Fig. 1, 20 cm |  | 1
11-002-16 | Surgical scissors, Fig. 2, straight, 16 cm, | sharp/blunt | 1
12-731-17 W | TC Mayo ligature scissors, curved, 17 cm W |  | 1
11-011-12 | Surgical scissors curved, delicate, Fig.1, 12 cm | blunt/blunt | 1
15-161-12 | Halsted-Mosquito forceps, curved, 1x2, 12 cm |  | 10
15-061-12 | Halsted-Mosquito forceps, curved, 12.5 cm |  | 10
15-000-20 | Pean forceps, straight, 20 cm |  | 2
15-239-22 | Gemini forceps, curved, 22 cm |  | 2
15-239-25 | Gemini forceps, curved, 25 cm |  | 2
15-343-20 | Mikulicz forceps, curved, 20 cm |  | 4
16-007-04 | Kocher retractor, 4-prongs, blunt, 22 cm |  | 2
16-007-02 | Kocher retractor, 2-prongs, blunt, 22 cm |  | 2
16-133-12 | Cushing vein hook, 12 mm, 20 cm |  | 2
16-050-01 | Roux retractor, Fig. 1, 14 cm |  | 1
16-018-15 | Langenbeck retractor, hollow handle, 40x11 mm |  | 2
18-002-18 | Mayo-Hegar TC-needle holder, 18 cm |  | 2
18-004-20 | De Bakey TC-needle holder, 20 cm, | Mayo Hegar delicate | 1
17-731-20 | Deschamps ligature needle, left, blunt, 20 cm |  | 1
17-767-19 | König ligature conductor, 5 mm, 19.5 cm |  | 1
10-613-14 | Doyen director, curved, 14 cm |  | 1
17-721-13 | Kronecker ligature needle, for right hand, 13 cm |  | 1
10-602-16 | Probe, Ø 2 mm, 16 cm |  | 1
10-705-08 G | Redon guide needle curved, 8 Charr. | with thread | 1
10-705-12 G | Redon guide needle curved, 12 Charr. | with thread | 1
15-703-20 | Gross-Maier sponge forceps, curved, 20 cm |  | 1
51-105-11 | Round bowls, Ø 116 mm, H 35 mm, 0.30 l |  | 2
56-112-02 | Needle case perforated, with compartments | 150 x 95 x 13 mm | 1
13-042-12 | Adson dressing forceps, 12 cm |  | 1
13-142-12 | Adson dissecting forceps, 1x2, 12 cm |  | 1
13-000-20 | Standard dressing forceps, straight, 20 cm |  | 1
13-100-20 | Dissecting forceps 1x2, 20 cm |  | 1
15-029-18 | Schnidt forceps, curved, 18 cm |  | 4
15-263-19 | Mixter forceps, curved, 19 cm |  | 2
15-355-28 | Mixter forceps, curved, 28 cm |  | 2
16-001-03 | Volkmann retractor, 3-prongs, sharp, 22 cm |  | 2
16-003-03 | Volkmann retractor, 3-prongs, blunt, 22 cm |  | 2
16-035-01 | Middeldorpf retractor, 14x17 mm, 21.5 cm |  | 2
16-058-00 | Parker Langenbeck retractor set, | Fig. 1 a. Fig. 2, 21 cm, (US army) | 1
18-012-15 | Crile-Wood TC-needle holder, 15 cm |  | 2
57-010-98 C | ANASTOMOSIS OF CERVICAL END OF ESOPHAGUS,CONTAINER AND BASKET
15-703-27 | Gross-Maier sponge forceps, curved, 27 cm |  | 4
15-702-27 | Gross-Maier sponge forceps, straight, 27 cm |  | 2
15-766-15 | Allis tissue forceps, 5x6, straight, 15 cm |  | 2
15-801-11 | Backhaus towel forceps, 11 cm |  | 6
15-803-11 | Backhaus towel forceps, 11 cm, with holder | for tubing up to Ø 15 mm | 1
10-103-01 | Scalpel handle, standard No. 3 |  | 1
10-104-01 | Scalpel handle, standard No. 4 |  | 1
10-199-00 | Scalpel remover |  | 2
13-000-14 | Standard dressing forceps, straight, 14.5 cm |  | 3
13-000-18 | Standard dressing forceps, straight, 18 cm |  | 2
13-100-14 | Dissecting forceps 1x2, 14.5 cm |  | 3
13-100-18 | Dissecting forceps 1x2, 18 cm |  | 2
14-064-15 | TC Potts-Smith dressing forceps 15 cm |  | 2
13-058-17 | Taylor, forceps, straight, 17 cm with scarper |  | 1
11-201-18 | Metzenbaum scissors, curved, Fig. 1, 18 cm |  | 2
11-201-20 | Metzenbaum scissors, curved, Fig. 1, 20 cm |  | 1
11-002-16 | Surgical scissors, Fig. 2, straight, 16 cm, | sharp/blunt | 1
12-731-17 W | TC Mayo ligature scissors, curved, 17 cm W |  | 1
11-011-12 | Surgical scissors curved, delicate, Fig.1, 12 cm | blunt/blunt | 1
15-161-12 | Halsted-Mosquito forceps, curved, 1x2, 12 cm |  | 10
15-061-12 | Halsted-Mosquito forceps, curved, 12.5 cm |  | 10
15-000-20 | Pean forceps, straight, 20 cm |  | 2
15-239-22 | Gemini forceps, curved, 22 cm |  | 2
15-239-25 | Gemini forceps, curved, 25 cm |  | 2
15-343-20 | Mikulicz forceps, curved, 20 cm |  | 4
16-007-04 | Kocher retractor, 4-prongs, blunt, 22 cm |  | 2
16-007-02 | Kocher retractor, 2-prongs, blunt, 22 cm |  | 2
16-133-12 | Cushing vein hook, 12 mm, 20 cm |  | 2
16-050-01 | Roux retractor, Fig. 1, 14 cm |  | 1
16-018-15 | Langenbeck retractor, hollow handle, 40x11 mm |  | 2
18-002-18 | Mayo-Hegar TC-needle holder, 18 cm |  | 2
18-004-20 | De Bakey TC-needle holder, 20 cm, | Mayo Hegar delicate | 1
17-731-20 | Deschamps ligature needle, left, blunt, 20 cm |  | 1
17-767-19 | König ligature conductor, 5 mm, 19.5 cm |  | 1
10-613-14 | Doyen director, curved, 14 cm |  | 1
17-721-13 | Kronecker ligature needle, for right hand, 13 cm |  | 1
10-602-16 | Probe, Ø 2 mm, 16 cm |  | 1
10-705-08 G | Redon guide needle curved, 8 Charr. | with thread | 1
10-705-12 G | Redon guide needle curved, 12 Charr. | with thread | 1
15-703-20 | Gross-Maier sponge forceps, curved, 20 cm |  | 1
51-105-11 | Round bowls, Ø 116 mm, H 35 mm, 0.30 l |  | 2
56-112-02 | Needle case perforated, with compartments | 150 x 95 x 13 mm | 1
13-042-12 | Adson dressing forceps, 12 cm |  | 1
13-142-12 | Adson dissecting forceps, 1x2, 12 cm |  | 1
13-000-20 | Standard dressing forceps, straight, 20 cm |  | 1
13-100-20 | Dissecting forceps 1x2, 20 cm |  | 1
15-029-18 | Schnidt forceps, curved, 18 cm |  | 4
15-263-19 | Mixter forceps, curved, 19 cm |  | 2
15-355-28 | Mixter forceps, curved, 28 cm |  | 2
16-001-03 | Volkmann retractor, 3-prongs, sharp, 22 cm |  | 2
16-003-03 | Volkmann retractor, 3-prongs, blunt, 22 cm |  | 2
16-035-01 | Middeldorpf retractor, 14x17 mm, 21.5 cm |  | 2
16-058-00 | Parker Langenbeck retractor set, | Fig. 1 a. Fig. 2, 21 cm, (US army) | 1
18-012-15 | Crile-Wood TC-needle holder, 15 cm |  | 2
55-110-62 | Container bottom, aluminium, 600 x 272 x 138 mm, | non perforated | 1
55-110-90 | Container lid, aluminium, silver, 585 x 285 mm, | perforated | 1
55-190-07 | Wire basket, 480 x 245 x 70 mm |  | 1
55-820-03 | Identification label, red |  | 1
57-011-00 | DIAPHRAGMATIC HERNIA REPAIR SET
15-703-27 | Gross-Maier sponge forceps, curved, 27 cm |  | 4
15-702-27 | Gross-Maier sponge forceps, straight, 27 cm |  | 3
15-766-15 | Allis tissue forceps, 5x6, straight, 15 cm |  | 2
15-801-11 | Backhaus towel forceps, 11 cm |  | 8
15-803-11 | Backhaus towel forceps, 11 cm, with holder | for tubing up to Ø 15 mm | 1
10-103-01 | Scalpel handle, standard No. 3 |  | 1
10-104-01 | Scalpel handle, standard No. 4 |  | 2
10-104-04 | Scalpel handle No. 4 L |  | 1
10-199-00 | Scalpel remover |  | 2
13-000-14 | Standard dressing forceps, straight, 14.5 cm |  | 3
13-000-20 | Standard dressing forceps, straight, 20 cm |  | 3
13-100-14 | Dissecting forceps 1x2, 14.5 cm |  | 3
13-100-18 | Dissecting forceps 1x2, 18 cm |  | 2
14-064-15 | TC Potts-Smith dressing forceps 15 cm |  | 2
13-058-17 | Taylor, forceps, straight, 17 cm with scarper |  | 1
11-201-18 | Metzenbaum scissors, curved, Fig. 1, 18 cm |  | 2
11-201-23 | Metzenbaum scissors, curved, Fig. 1, 23 cm |  | 1
11-002-16 | Surgical scissors, Fig. 2, straight, 16 cm, | sharp/blunt | 2
12-731-17 W | TC Mayo ligature scissors, curved, 17 cm W |  | 1
11-011-12 | Surgical scissors curved, delicate, Fig.1, 12 cm | blunt/blunt | 1
15-010-13 | Pean forceps, delicate, straight, 13 cm |  | 12
15-011-13 | Pean forceps, delicate, curved, 13 cm |  | 12
15-161-12 | Halsted-Mosquito forceps, curved, 1x2, 12 cm |  | 4
15-100-20 | Ochsner-Kocher forceps, straight, 20 cm |  | 2
15-000-20 | Pean forceps, straight, 20 cm |  | 2
15-237-23 | Gemini forceps, curved, 23 cm |  | 2
15-237-25 | Gemini forceps, curved, 25 cm |  | 2
15-343-20 | Mikulicz forceps, curved, 20 cm |  | 4
16-007-04 | Kocher retractor, 4-prongs, blunt, 22 cm |  | 2
16-007-06 | Kocher retractor, 6-prongs, blunt, 22 cm |  | 2
16-020-01 | Langenbeck retractor, 65x20 mm, curved |  | 2
16-050-01 | Roux retractor, Fig. 1, 14 cm |  | 1
16-048-02 | Martin retractor, 105 x 27 mm, 25 cm |  | 2
16-028-03 | Mikulicz retractor, 120 x 50 mm, 26 cm |  | 2
16-072-03 | Abdominal spatula, malleable, 330 x 30 mm |  | 1
18-002-20 | Mayo-Hegar TC-needle holder, 20 cm |  | 3
18-004-23 | De Bakey TC-needle holder, 23 cm |  | 1
17-731-20 | Deschamps ligature needle, left, blunt, 20 cm |  | 2
17-765-19 | König ligature conductor, 3 mm, 19.5 cm |  | 1
17-767-19 | König ligature conductor, 5 mm, 19.5 cm |  | 1
10-602-16 | Probe, Ø 2 mm, 16 cm |  | 1
10-613-14 | Doyen director, curved, 14 cm |  | 1
15-703-20 | Gross-Maier sponge forceps, curved, 20 cm |  | 1
10-914-10 | Poole suction cannula, Ø 10 mm, 22 cm |  | 1
10-705-12 G | Redon guide needle curved, 12 Charr. | with thread | 1
10-705-14 G | Redon guide needle curved, 14 Charr. | with thread | 1
51-105-11 | Round bowls, Ø 116 mm, H 35 mm, 0.30 l |  | 2
56-112-02 | Needle case perforated, with compartments | 150 x 95 x 13 mm | 1
12-160-23 | TC Mayo scissors, straight, 23 cm |  | 1
12-161-23 | TC Mayo scissors, curved, 23 cm |  | 1
13-100-20 | Dissecting forceps 1x2, 20 cm |  | 1
13-064-25 | Potts-Smith forceps, straight, 25 cm |  | 1
15-766-19 | Allis tissue forceps, 5x6, straight, 19 cm |  | 6
15-061-12 | Halsted-Mosquito forceps, curved, 12.5 cm |  | 18
15-001-16 | Pean forceps, curved, 16 cm |  | 12
15-259-22 | Mixter forceps, curved, 22 cm |  | 6
15-760-24 | Babcock tissue forceps, straight, 24 cm |  | 2
30-231-00 | Tuffier rip spreader, with 2 rigid lateral blades | 42 x 45 mm, rough, spreading 170 mm | 2
30-241-00 | Finocchietto rip spreader, for adults, | rigid lateral blades 42 x 62 mm, spreading 185 mm | 1
30-263-16 | Bailey-Gibbon rip contractor, 18 cm, short claws | for children | 1
40-406-21 | Alexander periosteal elevator, 12 mm 21 cm |  | 1
40-410-01 | Doyen periosteal elevator, adult, left, 17 cm |  | 1
40-410-02 | Doyen periosteal elevator, adult, right, 17 cm |  | 1
40-665-22 | Luer-Stille bone rongeur, curved, 22 cm |  | 1
18-002-26 | Mayo-Hegar TC-needle holder, 26 cm |  | 2
57-011-00 C | DIAPHRAGMATIC HERNIA REPAIR SET, CONTAINER AND BASKET
15-703-27 | Gross-Maier sponge forceps, curved, 27 cm |  | 4
15-702-27 | Gross-Maier sponge forceps, straight, 27 cm |  | 3
15-766-15 | Allis tissue forceps, 5x6, straight, 15 cm |  | 2
15-801-11 | Backhaus towel forceps, 11 cm |  | 8
15-803-11 | Backhaus towel forceps, 11 cm, with holder | for tubing up to Ø 15 mm | 1
10-103-01 | Scalpel handle, standard No. 3 |  | 1
10-104-01 | Scalpel handle, standard No. 4 |  | 2
10-104-04 | Scalpel handle No. 4 L |  | 1
10-199-00 | Scalpel remover |  | 2
13-000-14 | Standard dressing forceps, straight, 14.5 cm |  | 3
13-000-20 | Standard dressing forceps, straight, 20 cm |  | 3
13-100-14 | Dissecting forceps 1x2, 14.5 cm |  | 3
13-100-18 | Dissecting forceps 1x2, 18 cm |  | 2
14-064-15 | TC Potts-Smith dressing forceps 15 cm |  | 2
13-058-17 | Taylor, forceps, straight, 17 cm with scarper |  | 1
11-201-18 | Metzenbaum scissors, curved, Fig. 1, 18 cm |  | 2
11-201-23 | Metzenbaum scissors, curved, Fig. 1, 23 cm |  | 1
11-002-16 | Surgical scissors, Fig. 2, straight, 16 cm, | sharp/blunt | 2
12-731-17 W | TC Mayo ligature scissors, curved, 17 cm W |  | 1
11-011-12 | Surgical scissors curved, delicate, Fig.1, 12 cm | blunt/blunt | 1
15-010-13 | Pean forceps, delicate, straight, 13 cm |  | 12
15-011-13 | Pean forceps, delicate, curved, 13 cm |  | 12
15-161-12 | Halsted-Mosquito forceps, curved, 1x2, 12 cm |  | 4
15-100-20 | Ochsner-Kocher forceps, straight, 20 cm |  | 2
15-000-20 | Pean forceps, straight, 20 cm |  | 2
15-237-23 | Gemini forceps, curved, 23 cm |  | 2
15-237-25 | Gemini forceps, curved, 25 cm |  | 2
15-343-20 | Mikulicz forceps, curved, 20 cm |  | 4
16-007-04 | Kocher retractor, 4-prongs, blunt, 22 cm |  | 2
16-007-06 | Kocher retractor, 6-prongs, blunt, 22 cm |  | 2
16-020-01 | Langenbeck retractor, 65x20 mm, curved |  | 2
16-050-01 | Roux retractor, Fig. 1, 14 cm |  | 1
16-048-02 | Martin retractor, 105 x 27 mm, 25 cm |  | 2
16-028-03 | Mikulicz retractor, 120 x 50 mm, 26 cm |  | 2
16-072-03 | Abdominal spatula, malleable, 330 x 30 mm |  | 1
18-002-20 | Mayo-Hegar TC-needle holder, 20 cm |  | 3
18-004-23 | De Bakey TC-needle holder, 23 cm |  | 1
17-731-20 | Deschamps ligature needle, left, blunt, 20 cm |  | 2
17-765-19 | König ligature conductor, 3 mm, 19.5 cm |  | 1
17-767-19 | König ligature conductor, 5 mm, 19.5 cm |  | 1
10-602-16 | Probe, Ø 2 mm, 16 cm |  | 1
10-613-14 | Doyen director, curved, 14 cm |  | 1
15-703-20 | Gross-Maier sponge forceps, curved, 20 cm |  | 1
10-914-10 | Poole suction cannula, Ø 10 mm, 22 cm |  | 1
10-705-12 G | Redon guide needle curved, 12 Charr. | with thread | 1
10-705-14 G | Redon guide needle curved, 14 Charr. | with thread | 1
51-105-11 | Round bowls, Ø 116 mm, H 35 mm, 0.30 l |  | 2
56-112-02 | Needle case perforated, with compartments | 150 x 95 x 13 mm | 1
12-160-23 | TC Mayo scissors, straight, 23 cm |  | 1
12-161-23 | TC Mayo scissors, curved, 23 cm |  | 1
13-100-20 | Dissecting forceps 1x2, 20 cm |  | 1
13-064-25 | Potts-Smith forceps, straight, 25 cm |  | 1
15-766-19 | Allis tissue forceps, 5x6, straight, 19 cm |  | 6
15-061-12 | Halsted-Mosquito forceps, curved, 12.5 cm |  | 18
15-001-16 | Pean forceps, curved, 16 cm |  | 12
15-259-22 | Mixter forceps, curved, 22 cm |  | 6
15-760-24 | Babcock tissue forceps, straight, 24 cm |  | 2
30-231-00 | Tuffier rip spreader, with 2 rigid lateral blades | 42 x 45 mm, rough, spreading 170 mm | 2
30-241-00 | Finocchietto rip spreader, for adults, | rigid lateral blades 42 x 62 mm, spreading 185 mm | 1
30-263-16 | Bailey-Gibbon rip contractor, 18 cm, short claws | for children | 1
40-406-21 | Alexander periosteal elevator, 12 mm 21 cm |  | 1
40-410-01 | Doyen periosteal elevator, adult, left, 17 cm |  | 1
40-410-02 | Doyen periosteal elevator, adult, right, 17 cm |  | 1
40-665-22 | Luer-Stille bone rongeur, curved, 22 cm |  | 1
18-002-26 | Mayo-Hegar TC-needle holder, 26 cm |  | 2
55-110-63 | Container bottom, aluminium, 600 x 272 x 190 mm, | non perforated | 1
55-110-90 | Container lid, aluminium, silver, 585 x 285 mm, | perforated | 1
55-190-05 | Wire basket, 480 x 245 x 50 mm |  | 2
55-820-03 | Identification label, red |  | 1
57-011-02 | PUMP TRAY
15-846-20 | Tubing clamp, serrated, 20 cm, safety guard |  | 6
15-577-18 | Derra atrauma clamp, S-shape, 18 cm |  | 1
33-187-06 | Sigmoid anastomosis forceps, 60 mm, 23 cm |  | 1
15-669-18 | Cooley atrauma clamp, angled, 18 cm |  | 1
15-587-27 | Atrauma clamp, C-Form, 27 cm |  | 2
15-611-18 | Leland-Jones atrauma clamp, angled, 18 cm |  | 2
57-011-02 C | PUMP TRAY, CONTAINER AND BASKET
15-846-20 | Tubing clamp, serrated, 20 cm, safety guard |  | 6
15-577-18 | Derra atrauma clamp, S-shape, 18 cm |  | 1
33-187-06 | Sigmoid anastomosis forceps, 60 mm, 23 cm |  | 1
15-669-18 | Cooley atrauma clamp, angled, 18 cm |  | 1
15-587-27 | Atrauma clamp, C-Form, 27 cm |  | 2
15-611-18 | Leland-Jones atrauma clamp, angled, 18 cm |  | 2
55-510-61 | Container bottom, aluminium, 320 x 186 x 59 mm, | non perforated - for Special container | 1
55-510-90 | Container lid, aluminium, silver, 325 x 192 mm, | perforated - for Special container | 1
55-525-05 | Stainless steel tray 275 x 175 x 45mm, without lid |  | 1
55-820-03 | Identification label, red |  | 1
57-011-04 | COARCTATION OF AORTA SET
30-204-00 | Cooley rip spreader, adult, alu, lateral blades | 30 x 50 mm, spreading 185 mm | 1
40-408-04 | Semb periosteal elevator, 13 mm, 22 cm |  | 1
40-410-01 | Doyen periosteal elevator, adult, left, 17 cm |  | 1
40-410-02 | Doyen periosteal elevator, adult, right, 17 cm |  | 1
40-316-12 | Lexer-Mini osteotome, 12 mm, 18.5 cm |  | 1
30-103-22 | Gluck rip scissors, 22 cm |  | 1
30-109-24 | Lebsche sternal chisel, 24 cm |  | 1
30-265-19 | Sellors rip contractor, 19 cm |  | 1
40-467-08 | Volkmann bone curette, Fig. 4, 17 cm |  | 1
40-467-05 | Volkmann bone curette, Fig. 1, 17 cm |  | 1
40-876-23 | TC wire cutting forceps, 23.5 cm, | hard Ø 2.2 mm / soft Ø 3.0 mm | 1
40-850-14 | Flat nose pliers, 14 cm |  | 1
40-651-18 | Zaufal-Jansen bone rongeur, curved, 18 cm |  | 1
15-612-22 | Potts atrauma clamp, straight, 22.5 cm |  | 2
15-613-22 | Potts atrauma clamp, curved, 22 cm |  | 2
15-494-10 | Bulldog clamp De Bakey, straight, 105 mm |  | 2
15-495-10 | Bulldog clamp De Bakey, curved, 97 mm |  | 2
57-011-04 C | COARCTATION OF AORTA SET, CONTAINER AND BASKET
30-204-00 | Cooley rip spreader, adult, alu, lateral blades | 30 x 50 mm, spreading 185 mm | 1
40-408-04 | Semb periosteal elevator, 13 mm, 22 cm |  | 1
40-410-01 | Doyen periosteal elevator, adult, left, 17 cm |  | 1
40-410-02 | Doyen periosteal elevator, adult, right, 17 cm |  | 1
40-316-12 | Lexer-Mini osteotome, 12 mm, 18.5 cm |  | 1
30-103-22 | Gluck rip scissors, 22 cm |  | 1
30-109-24 | Lebsche sternal chisel, 24 cm |  | 1
30-265-19 | Sellors rip contractor, 19 cm |  | 1
40-467-08 | Volkmann bone curette, Fig. 4, 17 cm |  | 1
40-467-05 | Volkmann bone curette, Fig. 1, 17 cm |  | 1
40-876-23 | TC wire cutting forceps, 23.5 cm, | hard Ø 2.2 mm / soft Ø 3.0 mm | 1
40-850-14 | Flat nose pliers, 14 cm |  | 1
40-651-18 | Zaufal-Jansen bone rongeur, curved, 18 cm |  | 1
15-612-22 | Potts atrauma clamp, straight, 22.5 cm |  | 2
15-613-22 | Potts atrauma clamp, curved, 22 cm |  | 2
15-494-10 | Bulldog clamp De Bakey, straight, 105 mm |  | 2
15-495-10 | Bulldog clamp De Bakey, curved, 97 mm |  | 2
55-210-60 | Container bottom, aluminium, 475 x 272 x 96 mm, | non perforated | 1
55-210-90 | Container lid, aluminium, silver, 460 x 285 mm, | perforated | 1
55-290-05 | Wire basket, 405 x 245 x 50 mm |  | 1
55-820-03 | Identification label, red |  | 1
57-011-06 | ENDARTERECTOMY SET
15-736-20 | Förster-Ballenger forceps, straight, 20 cm |  | 4
15-801-13 | Backhaus towel forceps, 13 cm |  | 6
10-103-01 | Scalpel handle, standard No. 3 |  | 1
12-160-17 | TC Mayo scissors, straight, 17 cm |  | 1
12-161-17 | TC Mayo scissors, curved, 17 cm |  | 1
12-201-18 | TC Metzenbaum scissors, curved, 18 cm |  | 1
12-436-11 | TC iris scissors, straight, 11.5 cm |  | 1
12-437-11 | TC iris scissors, curved, 11.5 cm |  | 1
11-573-19 | Hegemann-Dietrich scissors 45°, angled, 19 cm |  | 1
13-042-12 | Adson dressing forceps, 12 cm |  | 2
13-142-12 | Adson dissecting forceps, 1x2, 12 cm |  | 2
13-000-14 | Standard dressing forceps, straight, 14.5 cm |  | 2
13-100-14 | Dissecting forceps 1x2, 14.5 cm |  | 2
15-766-15 | Allis tissue forceps, 5x6, straight, 15 cm |  | 6
15-061-12 | Halsted-Mosquito forceps, curved, 12.5 cm |  | 12
15-053-14 | Kelly forceps, curved, 14 cm |  | 12
15-001-16 | Pean forceps, curved, 16 cm |  | 6
15-263-19 | Mixter forceps, curved, 19 cm |  | 2
15-497-06 | Bulldog clamp Glover, curved, 55 mm |  | 2
15-497-07 | Bulldog clamp Glover, curved, 65 mm |  | 2
15-497-09 | Bulldog clamp Glover, curved, 91 mm |  | 2
16-047-11 | Richardson retractor, 28x20 mm, 24 cm |  | 2
16-058-00 | Parker Langenbeck retractor set, | Fig. 1 a. Fig. 2, 21 cm, (US army) | 1
16-035-01 | Middeldorpf retractor, 14x17 mm, 21.5 cm |  | 2
10-604-16 | Probe with ear, 16 cm |  | 2
20-188-20 | Dandy root retractor, 20 cm |  | 2
31-010-00 | Nabatoff varicose vein probe set, complete |  | 1
31-100-04 | Penfield dissector, Fig. 4, 21.5 cm |  | 1
10-904-08 | Fergusson suction tube, 90°, 11 cm, 8 Charr. |  | 2
18-012-15 | Crile-Wood TC-needle holder, 15 cm |  | 2
57-011-06 C | ENDARTERECTOMY SET, CONTAINER AND BASKET
15-736-20 | Förster-Ballenger forceps, straight, 20 cm |  | 4
15-801-13 | Backhaus towel forceps, 13 cm |  | 6
10-103-01 | Scalpel handle, standard No. 3 |  | 1
12-160-17 | TC Mayo scissors, straight, 17 cm |  | 1
12-161-17 | TC Mayo scissors, curved, 17 cm |  | 1
12-201-18 | TC Metzenbaum scissors, curved, 18 cm |  | 1
12-436-11 | TC iris scissors, straight, 11.5 cm |  | 1
12-437-11 | TC iris scissors, curved, 11.5 cm |  | 1
11-573-19 | Hegemann-Dietrich scissors 45°, angled, 19 cm |  | 1
13-042-12 | Adson dressing forceps, 12 cm |  | 2
13-142-12 | Adson dissecting forceps, 1x2, 12 cm |  | 2
13-000-14 | Standard dressing forceps, straight, 14.5 cm |  | 2
13-100-14 | Dissecting forceps 1x2, 14.5 cm |  | 2
15-766-15 | Allis tissue forceps, 5x6, straight, 15 cm |  | 6
15-061-12 | Halsted-Mosquito forceps, curved, 12.5 cm |  | 12
15-053-14 | Kelly forceps, curved, 14 cm |  | 12
15-001-16 | Pean forceps, curved, 16 cm |  | 6
15-263-19 | Mixter forceps, curved, 19 cm |  | 2
15-497-06 | Bulldog clamp Glover, curved, 55 mm |  | 2
15-497-07 | Bulldog clamp Glover, curved, 65 mm |  | 2
15-497-09 | Bulldog clamp Glover, curved, 91 mm |  | 2
16-047-11 | Richardson retractor, 28x20 mm, 24 cm |  | 2
16-058-00 | Parker Langenbeck retractor set, | Fig. 1 a. Fig. 2, 21 cm, (US army) | 1
16-035-01 | Middeldorpf retractor, 14x17 mm, 21.5 cm |  | 2
10-604-16 | Probe with ear, 16 cm |  | 2
20-188-20 | Dandy root retractor, 20 cm |  | 2
31-010-00 | Nabatoff varicose vein probe set, complete |  | 1
31-100-04 | Penfield dissector, Fig. 4, 21.5 cm |  | 1
10-904-08 | Fergusson suction tube, 90°, 11 cm, 8 Charr. |  | 2
18-012-15 | Crile-Wood TC-needle holder, 15 cm |  | 2
55-110-60 | Container bottom, aluminium, 600 x 272 x 96 mm, | non perforated | 1
55-110-90 | Container lid, aluminium, silver, 585 x 285 mm, | perforated | 1
55-190-05 | Wire basket, 480 x 245 x 50 mm |  | 1
55-820-03 | Identification label, red |  | 1
57-011-08 | SAPHENOUS VEIN LIGATION SET
15-703-27 | Gross-Maier sponge forceps, curved, 27 cm |  | 4
15-702-27 | Gross-Maier sponge forceps, straight, 27 cm |  | 2
15-766-15 | Allis tissue forceps, 5x6, straight, 15 cm |  | 2
15-801-11 | Backhaus towel forceps, 11 cm |  | 6
15-803-11 | Backhaus towel forceps, 11 cm, with holder | for tubing up to Ø 15 mm | 1
10-103-01 | Scalpel handle, standard No. 3 |  | 1
10-104-01 | Scalpel handle, standard No. 4 |  | 1
10-199-00 | Scalpel remover |  | 2
13-000-14 | Standard dressing forceps, straight, 14.5 cm |  | 3
13-000-18 | Standard dressing forceps, straight, 18 cm |  | 2
13-100-14 | Dissecting forceps 1x2, 14.5 cm |  | 3
13-100-18 | Dissecting forceps 1x2, 18 cm |  | 2
14-064-15 | TC Potts-Smith dressing forceps 15 cm |  | 2
13-058-17 | Taylor, forceps, straight, 17 cm with scarper |  | 1
11-201-18 | Metzenbaum scissors, curved, Fig. 1, 18 cm |  | 2
11-201-20 | Metzenbaum scissors, curved, Fig. 1, 20 cm |  | 1
11-002-16 | Surgical scissors, Fig. 2, straight, 16 cm, | sharp/blunt | 1
12-731-17 W | TC Mayo ligature scissors, curved, 17 cm W |  | 1
11-011-12 | Surgical scissors curved, delicate, Fig.1, 12 cm | blunt/blunt | 1
15-161-12 | Halsted-Mosquito forceps, curved, 1x2, 12 cm |  | 10
15-061-12 | Halsted-Mosquito forceps, curved, 12.5 cm |  | 16
15-000-20 | Pean forceps, straight, 20 cm |  | 2
15-239-22 | Gemini forceps, curved, 22 cm |  | 2
15-239-25 | Gemini forceps, curved, 25 cm |  | 2
15-343-20 | Mikulicz forceps, curved, 20 cm |  | 4
16-007-04 | Kocher retractor, 4-prongs, blunt, 22 cm |  | 2
16-007-02 | Kocher retractor, 2-prongs, blunt, 22 cm |  | 2
16-133-12 | Cushing vein hook, 12 mm, 20 cm |  | 2
16-050-01 | Roux retractor, Fig. 1, 14 cm |  | 1
16-018-15 | Langenbeck retractor, hollow handle, 40x11 mm |  | 2
18-002-18 | Mayo-Hegar TC-needle holder, 18 cm |  | 2
18-004-20 | De Bakey TC-needle holder, 20 cm, | Mayo Hegar delicate | 1
17-731-20 | Deschamps ligature needle, left, blunt, 20 cm |  | 1
17-767-19 | König ligature conductor, 5 mm, 19.5 cm |  | 1
10-613-14 | Doyen director, curved, 14 cm |  | 1
17-721-13 | Kronecker ligature needle, for right hand, 13 cm |  | 1
10-602-16 | Probe, Ø 2 mm, 16 cm |  | 1
10-705-08 G | Redon guide needle curved, 8 Charr. | with thread | 1
10-705-12 G | Redon guide needle curved, 12 Charr. | with thread | 1
15-703-20 | Gross-Maier sponge forceps, curved, 20 cm |  | 1
51-105-11 | Round bowls, Ø 116 mm, H 35 mm, 0.30 l |  | 2
56-112-02 | Needle case perforated, with compartments | 150 x 95 x 13 mm | 1
15-801-13 | Backhaus towel forceps, 13 cm |  | 6
16-217-16 | Weitlaner self retainig retractor, sharp, 3x4, | 16.5 cm | 2
16-055-00 | Parker-Baby retractor, set of Fig.1&2 13.5 cm |  | 1
57-011-08 C | SAPHENOUS VEIN LIGATION SET, CONTAINER AND BASKET
15-703-27 | Gross-Maier sponge forceps, curved, 27 cm |  | 4
15-702-27 | Gross-Maier sponge forceps, straight, 27 cm |  | 2
15-766-15 | Allis tissue forceps, 5x6, straight, 15 cm |  | 2
15-801-11 | Backhaus towel forceps, 11 cm |  | 6
15-803-11 | Backhaus towel forceps, 11 cm, with holder | for tubing up to Ø 15 mm | 1
10-103-01 | Scalpel handle, standard No. 3 |  | 1
10-104-01 | Scalpel handle, standard No. 4 |  | 1
10-199-00 | Scalpel remover |  | 2
13-000-14 | Standard dressing forceps, straight, 14.5 cm |  | 3
13-000-18 | Standard dressing forceps, straight, 18 cm |  | 2
13-100-14 | Dissecting forceps 1x2, 14.5 cm |  | 3
13-100-18 | Dissecting forceps 1x2, 18 cm |  | 2
14-064-15 | TC Potts-Smith dressing forceps 15 cm |  | 2
13-058-17 | Taylor, forceps, straight, 17 cm with scarper |  | 1
11-201-18 | Metzenbaum scissors, curved, Fig. 1, 18 cm |  | 2
11-201-20 | Metzenbaum scissors, curved, Fig. 1, 20 cm |  | 1
11-002-16 | Surgical scissors, Fig. 2, straight, 16 cm, | sharp/blunt | 1
12-731-17 W | TC Mayo ligature scissors, curved, 17 cm W |  | 1
11-011-12 | Surgical scissors curved, delicate, Fig.1, 12 cm | blunt/blunt | 1
15-161-12 | Halsted-Mosquito forceps, curved, 1x2, 12 cm |  | 10
15-061-12 | Halsted-Mosquito forceps, curved, 12.5 cm |  | 16
15-000-20 | Pean forceps, straight, 20 cm |  | 2
15-239-22 | Gemini forceps, curved, 22 cm |  | 2
15-239-25 | Gemini forceps, curved, 25 cm |  | 2
15-343-20 | Mikulicz forceps, curved, 20 cm |  | 4
16-007-04 | Kocher retractor, 4-prongs, blunt, 22 cm |  | 2
16-007-02 | Kocher retractor, 2-prongs, blunt, 22 cm |  | 2
16-133-12 | Cushing vein hook, 12 mm, 20 cm |  | 2
16-050-01 | Roux retractor, Fig. 1, 14 cm |  | 1
16-018-15 | Langenbeck retractor, hollow handle, 40x11 mm |  | 2
18-002-18 | Mayo-Hegar TC-needle holder, 18 cm |  | 2
18-004-20 | De Bakey TC-needle holder, 20 cm, | Mayo Hegar delicate | 1
17-731-20 | Deschamps ligature needle, left, blunt, 20 cm |  | 1
17-767-19 | König ligature conductor, 5 mm, 19.5 cm |  | 1
10-613-14 | Doyen director, curved, 14 cm |  | 1
17-721-13 | Kronecker ligature needle, for right hand, 13 cm |  | 1
10-602-16 | Probe, Ø 2 mm, 16 cm |  | 1
10-705-08 G | Redon guide needle curved, 8 Charr. | with thread | 1
10-705-12 G | Redon guide needle curved, 12 Charr. | with thread | 1
15-703-20 | Gross-Maier sponge forceps, curved, 20 cm |  | 1
51-105-11 | Round bowls, Ø 116 mm, H 35 mm, 0.30 l |  | 2
56-112-02 | Needle case perforated, with compartments | 150 x 95 x 13 mm | 1
15-801-13 | Backhaus towel forceps, 13 cm |  | 6
16-217-16 | Weitlaner self retainig retractor, sharp, 3x4, | 16.5 cm | 2
16-055-00 | Parker-Baby retractor, set of Fig.1&2 13.5 cm |  | 1
55-110-62 | Container bottom, aluminium, 600 x 272 x 138 mm, | non perforated | 1
55-110-90 | Container lid, aluminium, silver, 585 x 285 mm, | perforated | 1
55-190-05 | Wire basket, 480 x 245 x 50 mm |  | 2
55-820-03 | Identification label, red |  | 1
57-011-10 | AORTIC-CORONARY GRAFT SET
15-703-27 | Gross-Maier sponge forceps, curved, 27 cm |  | 4
15-702-27 | Gross-Maier sponge forceps, straight, 27 cm |  | 3
15-766-15 | Allis tissue forceps, 5x6, straight, 15 cm |  | 2
15-801-11 | Backhaus towel forceps, 11 cm |  | 8
15-803-11 | Backhaus towel forceps, 11 cm, with holder | for tubing up to Ø 15 mm | 1
10-103-01 | Scalpel handle, standard No. 3 |  | 1
10-104-01 | Scalpel handle, standard No. 4 |  | 2
10-104-04 | Scalpel handle No. 4 L |  | 1
10-199-00 | Scalpel remover |  | 2
13-000-14 | Standard dressing forceps, straight, 14.5 cm |  | 3
13-000-20 | Standard dressing forceps, straight, 20 cm |  | 2
13-100-14 | Dissecting forceps 1x2, 14.5 cm |  | 3
13-100-18 | Dissecting forceps 1x2, 18 cm |  | 2
14-064-15 | TC Potts-Smith dressing forceps 15 cm |  | 2
13-058-17 | Taylor, forceps, straight, 17 cm with scarper |  | 1
11-201-18 | Metzenbaum scissors, curved, Fig. 1, 18 cm |  | 2
11-201-23 | Metzenbaum scissors, curved, Fig. 1, 23 cm |  | 1
11-002-16 | Surgical scissors, Fig. 2, straight, 16 cm, | sharp/blunt | 2
12-731-17 W | TC Mayo ligature scissors, curved, 17 cm W |  | 1
11-011-12 | Surgical scissors curved, delicate, Fig.1, 12 cm | blunt/blunt | 1
15-010-13 | Pean forceps, delicate, straight, 13 cm |  | 12
15-011-13 | Pean forceps, delicate, curved, 13 cm |  | 12
15-161-12 | Halsted-Mosquito forceps, curved, 1x2, 12 cm |  | 4
15-100-20 | Ochsner-Kocher forceps, straight, 20 cm |  | 2
15-000-20 | Pean forceps, straight, 20 cm |  | 2
15-237-23 | Gemini forceps, curved, 23 cm |  | 2
15-237-25 | Gemini forceps, curved, 25 cm |  | 2
15-343-20 | Mikulicz forceps, curved, 20 cm |  | 4
16-007-04 | Kocher retractor, 4-prongs, blunt, 22 cm |  | 2
16-007-06 | Kocher retractor, 6-prongs, blunt, 22 cm |  | 2
16-020-01 | Langenbeck retractor, 65x20 mm, curved |  | 2
16-050-01 | Roux retractor, Fig. 1, 14 cm |  | 1
16-048-02 | Martin retractor, 105 x 27 mm, 25 cm |  | 2
16-028-03 | Mikulicz retractor, 120 x 50 mm, 26 cm |  | 2
16-072-03 | Abdominal spatula, malleable, 330 x 30 mm |  | 1
18-002-20 | Mayo-Hegar TC-needle holder, 20 cm |  | 3
18-004-23 | De Bakey TC-needle holder, 23 cm |  | 3
17-731-20 | Deschamps ligature needle, left, blunt, 20 cm |  | 2
17-765-19 | König ligature conductor, 3 mm, 19.5 cm |  | 1
17-767-19 | König ligature conductor, 5 mm, 19.5 cm |  | 1
10-602-16 | Probe, Ø 2 mm, 16 cm |  | 1
10-613-14 | Doyen director, curved, 14 cm |  | 1
15-703-20 | Gross-Maier sponge forceps, curved, 20 cm |  | 1
10-914-10 | Poole suction cannula, Ø 10 mm, 22 cm |  | 1
10-705-12 G | Redon guide needle curved, 12 Charr. | with thread | 1
10-705-14 G | Redon guide needle curved, 14 Charr. | with thread | 1
51-105-11 | Round bowls, Ø 116 mm, H 35 mm, 0.30 l |  | 2
56-112-02 | Needle case perforated, with compartments | 150 x 95 x 13 mm | 1
12-201-18 | TC Metzenbaum scissors, curved, 18 cm |  | 2
11-551-19 | Potts-Smith scissors 25°, angled, 19 cm |  | 1
11-555-19 | Potts-Smith scissors 60°, angled, 19 cm |  | 1
15-063-12 | Micro-Mosquito forceps, curved, 12.5 cm |  | 12
15-237-20 | Gemini forceps, curved, 20 cm |  | 2
18-026-13 | Halsey TC-needle holder, serrated, 13 cm |  | 2
16-139-01 | Senn-Miller retractor, sharp, 22 x 7 mm, 16 cm |  | 1
16-139-02 | Senn-Miller retractor, blunt, 22 x 7 mm, 16 cm |  | 1
16-003-04 | Volkmann retractor, 4-prongs, blunt, 22 cm |  | 1
16-003-06 | Volkmann retractor, 6-prongs, blunt, 22 cm |  | 1
16-217-13 | Weitlaner self retainig retractor, sharp, 3x4, | 13.5 cm | 1
10-902-11 | Frazier suction tube, 30°, 13 cm, 11 Charr. |  | 1
15-494-08 | Bulldog clamp De Bakey, straight, 80 mm |  | 2
15-494-10 | Bulldog clamp De Bakey, straight, 105 mm |  | 2
15-495-09 | Bulldog clamp De Bakey, curved, 86 mm |  | 2
15-495-11 | Bulldog clamp De Bakey, curved, 114 mm |  | 2
15-554-12 | De Bakey atrauma clamp, straight, 13 cm |  | 2
15-555-11 | De Bakey atrauma clamp, curved, 12.5 cm |  | 2
15-557-10 | De Bakey atrauma clamp, angled, 10 cm |  | 2
15-561-13 | De Bakey atrauma clamp, S-shape, 12.5 cm, | jaw angled | 2
57-011-10 C | AORTIC-CORONARY GRAFT SET, CONTAINER AND BASKET
15-703-27 | Gross-Maier sponge forceps, curved, 27 cm |  | 4
15-702-27 | Gross-Maier sponge forceps, straight, 27 cm |  | 3
15-766-15 | Allis tissue forceps, 5x6, straight, 15 cm |  | 2
15-801-11 | Backhaus towel forceps, 11 cm |  | 8
15-803-11 | Backhaus towel forceps, 11 cm, with holder | for tubing up to Ø 15 mm | 1
10-103-01 | Scalpel handle, standard No. 3 |  | 1
10-104-01 | Scalpel handle, standard No. 4 |  | 2
10-104-04 | Scalpel handle No. 4 L |  | 1
10-199-00 | Scalpel remover |  | 2
13-000-14 | Standard dressing forceps, straight, 14.5 cm |  | 3
13-000-20 | Standard dressing forceps, straight, 20 cm |  | 2
13-100-14 | Dissecting forceps 1x2, 14.5 cm |  | 3
13-100-18 | Dissecting forceps 1x2, 18 cm |  | 2
14-064-15 | TC Potts-Smith dressing forceps 15 cm |  | 2
13-058-17 | Taylor, forceps, straight, 17 cm with scarper |  | 1
11-201-18 | Metzenbaum scissors, curved, Fig. 1, 18 cm |  | 2
11-201-23 | Metzenbaum scissors, curved, Fig. 1, 23 cm |  | 1
11-002-16 | Surgical scissors, Fig. 2, straight, 16 cm, | sharp/blunt | 2
12-731-17 W | TC Mayo ligature scissors, curved, 17 cm W |  | 1
11-011-12 | Surgical scissors curved, delicate, Fig.1, 12 cm | blunt/blunt | 1
15-010-13 | Pean forceps, delicate, straight, 13 cm |  | 12
15-011-13 | Pean forceps, delicate, curved, 13 cm |  | 12
15-161-12 | Halsted-Mosquito forceps, curved, 1x2, 12 cm |  | 4
15-100-20 | Ochsner-Kocher forceps, straight, 20 cm |  | 2
15-000-20 | Pean forceps, straight, 20 cm |  | 2
15-237-23 | Gemini forceps, curved, 23 cm |  | 2
15-237-25 | Gemini forceps, curved, 25 cm |  | 2
15-343-20 | Mikulicz forceps, curved, 20 cm |  | 4
16-007-04 | Kocher retractor, 4-prongs, blunt, 22 cm |  | 2
16-007-06 | Kocher retractor, 6-prongs, blunt, 22 cm |  | 2
16-020-01 | Langenbeck retractor, 65x20 mm, curved |  | 2
16-050-01 | Roux retractor, Fig. 1, 14 cm |  | 1
16-048-02 | Martin retractor, 105 x 27 mm, 25 cm |  | 2
16-028-03 | Mikulicz retractor, 120 x 50 mm, 26 cm |  | 2
16-072-03 | Abdominal spatula, malleable, 330 x 30 mm |  | 1
18-002-20 | Mayo-Hegar TC-needle holder, 20 cm |  | 3
18-004-23 | De Bakey TC-needle holder, 23 cm |  | 3
17-731-20 | Deschamps ligature needle, left, blunt, 20 cm |  | 2
17-765-19 | König ligature conductor, 3 mm, 19.5 cm |  | 1
17-767-19 | König ligature conductor, 5 mm, 19.5 cm |  | 1
10-602-16 | Probe, Ø 2 mm, 16 cm |  | 1
10-613-14 | Doyen director, curved, 14 cm |  | 1
15-703-20 | Gross-Maier sponge forceps, curved, 20 cm |  | 1
10-914-10 | Poole suction cannula, Ø 10 mm, 22 cm |  | 1
10-705-12 G | Redon guide needle curved, 12 Charr. | with thread | 1
10-705-14 G | Redon guide needle curved, 14 Charr. | with thread | 1
51-105-11 | Round bowls, Ø 116 mm, H 35 mm, 0.30 l |  | 2
56-112-02 | Needle case perforated, with compartments | 150 x 95 x 13 mm | 1
12-201-18 | TC Metzenbaum scissors, curved, 18 cm |  | 2
11-551-19 | Potts-Smith scissors 25°, angled, 19 cm |  | 1
11-555-19 | Potts-Smith scissors 60°, angled, 19 cm |  | 1
15-063-12 | Micro-Mosquito forceps, curved, 12.5 cm |  | 12
15-237-20 | Gemini forceps, curved, 20 cm |  | 2
18-026-13 | Halsey TC-needle holder, serrated, 13 cm |  | 2
16-139-01 | Senn-Miller retractor, sharp, 22 x 7 mm, 16 cm |  | 1
16-139-02 | Senn-Miller retractor, blunt, 22 x 7 mm, 16 cm |  | 1
16-003-04 | Volkmann retractor, 4-prongs, blunt, 22 cm |  | 1
16-003-06 | Volkmann retractor, 6-prongs, blunt, 22 cm |  | 1
16-217-13 | Weitlaner self retainig retractor, sharp, 3x4, | 13.5 cm | 1
10-902-11 | Frazier suction tube, 30°, 13 cm, 11 Charr. |  | 1
15-494-08 | Bulldog clamp De Bakey, straight, 80 mm |  | 2
15-494-10 | Bulldog clamp De Bakey, straight, 105 mm |  | 2
15-495-09 | Bulldog clamp De Bakey, curved, 86 mm |  | 2
15-495-11 | Bulldog clamp De Bakey, curved, 114 mm |  | 2
15-554-12 | De Bakey atrauma clamp, straight, 13 cm |  | 2
15-555-11 | De Bakey atrauma clamp, curved, 12.5 cm |  | 2
15-557-10 | De Bakey atrauma clamp, angled, 10 cm |  | 2
15-561-13 | De Bakey atrauma clamp, S-shape, 12.5 cm, | jaw angled | 2
55-110-62 | Container bottom, aluminium, 600 x 272 x 138 mm, | non perforated | 1
55-110-90 | Container lid, aluminium, silver, 585 x 285 mm, | perforated | 1
55-190-05 | Wire basket, 480 x 245 x 50 mm |  | 2
55-820-03 | Identification label, red |  | 1
57-011-12 | CHEST DRAINAGE SET
15-844-18 | Tubing clamp, standard, serrated, 18 cm |  | 2
15-801-11 | Backhaus towel forceps, 11 cm |  | 5
15-281-19 | Kelly forceps, curved, Fig. 1, 19 cm |  | 5
13-100-18 | Dissecting forceps 1x2, 18 cm |  | 1
13-050-15 | Mc Indoe dressing forceps, 15 cm |  | 1
15-042-16 | Kelly-Rankin forceps, straight, 16 cm |  | 5
16-140-10 | Mini-Langenbeck retractor, 10 x 6 mm, 16 cm |  | 1
15-100-20 | Ochsner-Kocher forceps, straight, 20 cm |  | 2
15-014-20 | Spencer-Wells forceps, straight, 20 cm |  | 2
10-103-01 | Scalpel handle, standard No. 3 |  | 1
17-002-14 | Mayo-Hegar needle holder, 14 cm |  | 1
15-736-20 | Förster-Ballenger forceps, straight, 20 cm |  | 2
15-851-14 | Mayo instrument safety pin, 14 cm |  | 1
11-002-14 | Surgical scissors, Fig. 2, straight, 14 cm, | sharp/blunt | 1
10-720-04 | Universal trocar 14 cm, set of 4 pieces, | Ø 1,75 mm, 3,0 mm, 4.5 mm, 6.0 mm | 1
51-103-08 | Round bowls, Ø 85 mm, H 50 mm, 0.175 l |  | 1
57-011-12 C | CHEST DRAINAGE SET, CONTAINER AND BASKET
15-844-18 | Tubing clamp, standard, serrated, 18 cm |  | 2
15-801-11 | Backhaus towel forceps, 11 cm |  | 5
15-281-19 | Kelly forceps, curved, Fig. 1, 19 cm |  | 5
13-100-18 | Dissecting forceps 1x2, 18 cm |  | 1
13-050-15 | Mc Indoe dressing forceps, 15 cm |  | 1
15-042-16 | Kelly-Rankin forceps, straight, 16 cm |  | 5
16-140-10 | Mini-Langenbeck retractor, 10 x 6 mm, 16 cm |  | 1
15-100-20 | Ochsner-Kocher forceps, straight, 20 cm |  | 2
15-014-20 | Spencer-Wells forceps, straight, 20 cm |  | 2
10-103-01 | Scalpel handle, standard No. 3 |  | 1
17-002-14 | Mayo-Hegar needle holder, 14 cm |  | 1
15-736-20 | Förster-Ballenger forceps, straight, 20 cm |  | 2
15-851-14 | Mayo instrument safety pin, 14 cm |  | 1
11-002-14 | Surgical scissors, Fig. 2, straight, 14 cm, | sharp/blunt | 1
10-720-04 | Universal trocar 14 cm, set of 4 pieces, | Ø 1,75 mm, 3,0 mm, 4.5 mm, 6.0 mm | 1
51-103-08 | Round bowls, Ø 85 mm, H 50 mm, 0.175 l |  | 1
55-310-60 | Container bottom, aluminium, 310 x 272 x 96 mm, | non perforated | 1
55-310-90 | Container lid, aluminium, silver, 295 x 280 mm, | perforated | 1
55-390-05 | Wire basket, 246 x 246 x 50 mm |  | 1
55-820-03 | Identification label, red |  | 1
57-011-14 | CARDIAC ARREST SET
12-161-17 | TC Mayo scissors, curved, 17 cm |  | 1
12-160-17 | TC Mayo scissors, straight, 17 cm |  | 1
12-201-28 | TC Metzenbaum scissors, curved, 28 cm |  | 1
13-000-13 | Standard dressing forceps, straight, 13 cm |  | 2
13-100-13 | Dissecting forceps 1x2, 13 cm |  | 2
13-142-12 | Adson dissecting forceps, 1x2, 12 cm |  | 2
15-039-16 | Crile-Rankin forceps, curved, 16 cm |  | 6
15-248-24 | Sarot forceps, straight, 24 cm |  | 2
15-736-25 | Förster-Ballenger forceps, straight, 25 cm |  | 2
18-012-20 | Crile-Wood TC-needle holder, 20 cm |  | 2
10-103-01 | Scalpel handle, standard No. 3 |  | 1
30-231-00 | Tuffier rip spreader, with 2 rigid lateral blades | 42 x 45 mm, rough, spreading 170 mm | 1
30-263-16 | Bailey-Gibbon rip contractor, 18 cm, short claws | for children | 1
15-612-22 | Potts atrauma clamp, straight, 22.5 cm |  | 1
15-663-17 | Cooley-Derra atrauma clamp, curved, 17 cm |  | 1
57-011-14 C | CARDIAC ARREST SET, CONTAINER AND BASKET
12-161-17 | TC Mayo scissors, curved, 17 cm |  | 1
12-160-17 | TC Mayo scissors, straight, 17 cm |  | 1
12-201-28 | TC Metzenbaum scissors, curved, 28 cm |  | 1
13-000-13 | Standard dressing forceps, straight, 13 cm |  | 2
13-100-13 | Dissecting forceps 1x2, 13 cm |  | 2
13-142-12 | Adson dissecting forceps, 1x2, 12 cm |  | 2
15-039-16 | Crile-Rankin forceps, curved, 16 cm |  | 6
15-248-24 | Sarot forceps, straight, 24 cm |  | 2
15-736-25 | Förster-Ballenger forceps, straight, 25 cm |  | 2
18-012-20 | Crile-Wood TC-needle holder, 20 cm |  | 2
10-103-01 | Scalpel handle, standard No. 3 |  | 1
30-231-00 | Tuffier rip spreader, with 2 rigid lateral blades | 42 x 45 mm, rough, spreading 170 mm | 1
30-263-16 | Bailey-Gibbon rip contractor, 18 cm, short claws | for children | 1
15-612-22 | Potts atrauma clamp, straight, 22.5 cm |  | 1
15-663-17 | Cooley-Derra atrauma clamp, curved, 17 cm |  | 1
55-210-60 | Container bottom, aluminium, 475 x 272 x 96 mm, | non perforated | 1
55-210-90 | Container lid, aluminium, silver, 460 x 285 mm, | perforated | 1
55-290-05 | Wire basket, 405 x 245 x 50 mm |  | 1
55-820-03 | Identification label, red |  | 1
57-011-16 | PLEUROTOMY SET
11-161-17 | Mayo surgical scissors, curved, 17 cm |  | 1
13-142-12 | Adson dissecting forceps, 1x2, 12 cm |  | 2
15-038-16 | Crile-Rankin forceps, straight, 16 cm |  | 1
15-022-20 | Heiss forceps, straight, 20 cm |  | 2
15-736-25 | Förster-Ballenger forceps, straight, 25 cm |  | 1
17-004-20 | Mayo-Hegar needle holder, delicate, 20 cm |  | 1
10-103-01 | Scalpel handle, standard No. 3 |  | 1
57-011-16 C | PLEUROTOMY SET, CONTAINER AND BASKET
11-161-17 | Mayo surgical scissors, curved, 17 cm |  | 1
13-142-12 | Adson dissecting forceps, 1x2, 12 cm |  | 2
15-038-16 | Crile-Rankin forceps, straight, 16 cm |  | 1
15-022-20 | Heiss forceps, straight, 20 cm |  | 2
15-736-25 | Förster-Ballenger forceps, straight, 25 cm |  | 1
17-004-20 | Mayo-Hegar needle holder, delicate, 20 cm |  | 1
10-103-01 | Scalpel handle, standard No. 3 |  | 1
55-210-60 | Container bottom, aluminium, 475 x 272 x 96 mm, | non perforated | 1
55-210-90 | Container lid, aluminium, silver, 460 x 285 mm, | perforated | 1
55-290-05 | Wire basket, 405 x 245 x 50 mm |  | 1
55-820-03 | Identification label, red |  | 1
57-011-18 | VENTRICULAR SEPTAL DEFECT REPAIR SET
11-401-16 | Kelly scissors, curved, 16 cm |  | 1
11-170-17 | Mayo-Stille scissors, straight, 17 cm |  | 2
11-171-17 | Mayo-Stille scissors, curved, 17 cm |  | 2
11-201-18 | Metzenbaum scissors, curved, Fig. 1, 18 cm |  | 1
11-201-20 | Metzenbaum scissors, curved, Fig. 1, 20 cm |  | 1
11-551-19 | Potts-Smith scissors 25°, angled, 19 cm |  | 1
11-553-19 | Potts-Smith scissors 45°, angled, 19 cm |  | 1
12-201-20 | TC Metzenbaum scissors, curved, 20 cm |  | 1
12-721-12 | TC Universal scissors, angled, 12 cm, | one blade serrated | 2
13-042-12 | Adson dressing forceps, 12 cm |  | 1
13-064-18 | Potts-Smith forceps, straight, 18 cm |  | 3
13-100-14 | Dissecting forceps 1x2, 14.5 cm |  | 2
13-191-12 | Adson - Brown forceps, 7x7, 12 cm |  | 2
13-084-15 | Forceps, russian type, 15 cm |  | 2
13-084-20 | Forceps, russian type, 20 cm |  | 2
13-208-20 | De Bakey forceps, 2.0 mm, straight, 20 cm |  | 4
13-208-24 | De Bakey forceps, 2.0 mm, straight, 24 cm |  | 2
15-060-12 | Halsted-Mosquito forceps, straight, 12.5 cm |  | 1
15-061-12 | Halsted-Mosquito forceps, curved, 12.5 cm |  | 6
15-048-14 | Crile forceps, straight, 14 cm |  | 2
15-049-14 | Crile forceps, curved, 14 cm |  | 12
15-031-19 | Adson forceps, curved, 19 cm |  | 3
15-023-20 | Heiss forceps, slightly curved, 20 cm |  | 10
15-245-24 | Crafoord forceps, curved, 24 cm |  | 3
15-001-20 | Pean forceps, curved, 20 cm |  | 1
15-034-16 | Rochester-Carmalt forceps, straight, 16 cm |  | 10
15-100-16 | Ochsner-Kocher forceps, straight, 16 cm |  | 10
15-263-19 | Mixter forceps, curved, 19 cm |  | 3
15-801-08 | Backhaus towel forceps, 8 cm |  | 6
15-801-13 | Backhaus towel forceps, 13 cm |  | 6
15-736-25 | Förster-Ballenger forceps, straight, 25 cm |  | 8
10-103-01 | Scalpel handle, standard No. 3 |  | 6
10-103-04 | Scalpel handle No. 3 L |  | 6
15-766-15 | Allis tissue forceps, 5x6, straight, 15 cm |  | 6
15-766-19 | Allis tissue forceps, 5x6, straight, 19 cm |  | 3
15-776-15 | Allis-Adair tissue forceps, straight, 10x11, 16 cm |  | 4
15-760-16 | Babcock tissue forceps, straight, 16 cm |  | 4
57-011-18 C | VENTRICULAR SEPTAL DEFECT REPAIR SET, CONTAINER AND BASKET
11-401-16 | Kelly scissors, curved, 16 cm |  | 1
11-170-17 | Mayo-Stille scissors, straight, 17 cm |  | 2
11-171-17 | Mayo-Stille scissors, curved, 17 cm |  | 2
11-201-18 | Metzenbaum scissors, curved, Fig. 1, 18 cm |  | 1
11-201-20 | Metzenbaum scissors, curved, Fig. 1, 20 cm |  | 1
11-551-19 | Potts-Smith scissors 25°, angled, 19 cm |  | 1
11-553-19 | Potts-Smith scissors 45°, angled, 19 cm |  | 1
12-201-20 | TC Metzenbaum scissors, curved, 20 cm |  | 1
12-721-12 | TC Universal scissors, angled, 12 cm, | one blade serrated | 2
13-042-12 | Adson dressing forceps, 12 cm |  | 1
13-064-18 | Potts-Smith forceps, straight, 18 cm |  | 3
13-100-14 | Dissecting forceps 1x2, 14.5 cm |  | 2
13-191-12 | Adson - Brown forceps, 7x7, 12 cm |  | 2
13-084-15 | Forceps, russian type, 15 cm |  | 2
13-084-20 | Forceps, russian type, 20 cm |  | 2
13-208-20 | De Bakey forceps, 2.0 mm, straight, 20 cm |  | 4
13-208-24 | De Bakey forceps, 2.0 mm, straight, 24 cm |  | 2
15-060-12 | Halsted-Mosquito forceps, straight, 12.5 cm |  | 1
15-061-12 | Halsted-Mosquito forceps, curved, 12.5 cm |  | 6
15-048-14 | Crile forceps, straight, 14 cm |  | 2
15-049-14 | Crile forceps, curved, 14 cm |  | 12
15-031-19 | Adson forceps, curved, 19 cm |  | 3
15-023-20 | Heiss forceps, slightly curved, 20 cm |  | 10
15-245-24 | Crafoord forceps, curved, 24 cm |  | 3
15-001-20 | Pean forceps, curved, 20 cm |  | 1
15-034-16 | Rochester-Carmalt forceps, straight, 16 cm |  | 10
15-100-16 | Ochsner-Kocher forceps, straight, 16 cm |  | 10
15-263-19 | Mixter forceps, curved, 19 cm |  | 3
15-801-08 | Backhaus towel forceps, 8 cm |  | 6
15-801-13 | Backhaus towel forceps, 13 cm |  | 6
15-736-25 | Förster-Ballenger forceps, straight, 25 cm |  | 8
10-103-01 | Scalpel handle, standard No. 3 |  | 6
10-103-04 | Scalpel handle No. 3 L |  | 6
15-766-15 | Allis tissue forceps, 5x6, straight, 15 cm |  | 6
15-766-19 | Allis tissue forceps, 5x6, straight, 19 cm |  | 3
15-776-15 | Allis-Adair tissue forceps, straight, 10x11, 16 cm |  | 4
15-760-16 | Babcock tissue forceps, straight, 16 cm |  | 4
55-210-61 | Container bottom, aluminium, 475 x 272 x 116 mm, | non perforated | 1
55-210-90 | Container lid, aluminium, silver, 460 x 285 mm, | perforated | 1
55-290-05 | Wire basket, 405 x 245 x 50 mm |  | 2
55-820-03 | Identification label, red |  | 1
57-011-20 | ATRIAL SEPTAL DEFECT REPAIR SET
11-401-16 | Kelly scissors, curved, 16 cm |  | 1
11-170-17 | Mayo-Stille scissors, straight, 17 cm |  | 2
11-171-17 | Mayo-Stille scissors, curved, 17 cm |  | 2
11-201-18 | Metzenbaum scissors, curved, Fig. 1, 18 cm |  | 1
11-201-20 | Metzenbaum scissors, curved, Fig. 1, 20 cm |  | 1
11-551-19 | Potts-Smith scissors 25°, angled, 19 cm |  | 1
11-553-19 | Potts-Smith scissors 45°, angled, 19 cm |  | 1
12-201-20 | TC Metzenbaum scissors, curved, 20 cm |  | 1
12-721-12 | TC Universal scissors, angled, 12 cm, | one blade serrated | 2
13-042-12 | Adson dressing forceps, 12 cm |  | 1
13-064-18 | Potts-Smith forceps, straight, 18 cm |  | 3
13-100-14 | Dissecting forceps 1x2, 14.5 cm |  | 2
13-191-12 | Adson - Brown forceps, 7x7, 12 cm |  | 2
13-084-15 | Forceps, russian type, 15 cm |  | 2
13-084-20 | Forceps, russian type, 20 cm |  | 2
13-208-20 | De Bakey forceps, 2.0 mm, straight, 20 cm |  | 4
13-208-24 | De Bakey forceps, 2.0 mm, straight, 24 cm |  | 2
15-060-12 | Halsted-Mosquito forceps, straight, 12.5 cm |  | 1
15-061-12 | Halsted-Mosquito forceps, curved, 12.5 cm |  | 6
15-048-14 | Crile forceps, straight, 14 cm |  | 2
15-049-14 | Crile forceps, curved, 14 cm |  | 12
15-031-19 | Adson forceps, curved, 19 cm |  | 3
15-023-20 | Heiss forceps, slightly curved, 20 cm |  | 10
15-245-24 | Crafoord forceps, curved, 24 cm |  | 3
15-001-20 | Pean forceps, curved, 20 cm |  | 1
15-034-16 | Rochester-Carmalt forceps, straight, 16 cm |  | 10
15-100-16 | Ochsner-Kocher forceps, straight, 16 cm |  | 10
15-263-19 | Mixter forceps, curved, 19 cm |  | 3
15-801-08 | Backhaus towel forceps, 8 cm |  | 6
15-801-13 | Backhaus towel forceps, 13 cm |  | 6
15-736-25 | Förster-Ballenger forceps, straight, 25 cm |  | 8
17-000-15 | Hegar needle holder, heavy pattern, 15 cm |  | 3
17-000-18 | Hegar needle holder, heavy pattern, 17.5 cm |  | 5
17-000-20 | Hegar needle holder, heavy pattern, 20 cm |  | 3
10-103-01 | Scalpel handle, standard No. 3 |  | 6
10-103-04 | Scalpel handle No. 3 L |  | 6
10-902-10 | Frazier suction tube, 30°, 13 cm, 10 Charr. |  | 1
10-915-08 | Pool suction cannula, Ø 8 mm, 22.5 cm |  | 1
10-911-02 | Yankauer suction tube, 27 cm with central | bore Ø 2.0 mm | 2
10-921-07 | Cooley suction tube, 30 cm, Ø 7 mm |  | 1
10-923-08 | Cooley suction tube, 33 cm, Ø 8 mm, 30° angled |  | 1
16-139-01 | Senn-Miller retractor, sharp, 22 x 7 mm, 16 cm |  | 4
16-133-08 | Cushing vein hook, 8 mm, 20 cm |  | 2
16-133-10 | Cushing vein hook, 10 mm, 20 cm |  | 2
16-001-04 | Volkmann retractor, 4-prongs, sharp, 22 cm |  | 4
16-035-01 | Middeldorpf retractor, 14x17 mm, 21.5 cm |  | 2
16-055-00 | Parker-Baby retractor, set of Fig.1&2 13.5 cm |  | 1
16-058-00 | Parker Langenbeck retractor set, | Fig. 1 a. Fig. 2, 21 cm, (US army) | 1
16-047-11 | Richardson retractor, 28x20 mm, 24 cm |  | 2
16-047-12 | Richardson retractor, 36x28 mm, 24 cm |  | 2
16-047-13 | Richardson retractor, 44x38 mm, 24 cm |  | 2
16-047-14 | Richardson retractor, 52x22 mm, 24 cm |  | 2
16-081-04 | Deaver retractor, Fig. 4, 25 mm, 30 cm |  | 2
16-081-08 | Deaver retractor, Fig. 8, 50 mm, 31 cm |  | 1
16-081-09 | Deaver retractor, Fig. 9, 75 mm, 32 cm |  | 2
16-072-03 | Abdominal spatula, malleable, 330 x 30 mm |  | 1
16-072-04 | Abdominal spatula, malleable, 330 x 40 mm |  | 1
16-072-05 | Abdominal spatula, malleable, 330 x 50 mm |  | 1
16-217-13 | Weitlaner self retainig retractor, sharp, 3x4, | 13.5 cm | 2
16-248-18 | Gelpi-Loktite self retaining retractor, 18 cm |  | 2
30-109-24 | Lebsche sternal chisel, 24 cm |  | 1
15-766-15 | Allis tissue forceps, 5x6, straight, 15 cm |  | 6
15-766-19 | Allis tissue forceps, 5x6, straight, 19 cm |  | 3
15-776-15 | Allis-Adair tissue forceps, straight, 10x11, 16 cm |  | 4
15-760-16 | Babcock tissue forceps, straight, 16 cm |  | 4
40-203-22 | Mallet, lead filled, Ø 20 mm, 140 g, 16.5 cm |  | 1
57-011-20 C | ATRIAL SEPTAL DEFECT REPAIR SET, CONTAINER AND BASKET
11-401-16 | Kelly scissors, curved, 16 cm |  | 1
11-170-17 | Mayo-Stille scissors, straight, 17 cm |  | 2
11-171-17 | Mayo-Stille scissors, curved, 17 cm |  | 2
11-201-18 | Metzenbaum scissors, curved, Fig. 1, 18 cm |  | 1
11-201-20 | Metzenbaum scissors, curved, Fig. 1, 20 cm |  | 1
11-551-19 | Potts-Smith scissors 25°, angled, 19 cm |  | 1
11-553-19 | Potts-Smith scissors 45°, angled, 19 cm |  | 1
12-201-20 | TC Metzenbaum scissors, curved, 20 cm |  | 1
12-721-12 | TC Universal scissors, angled, 12 cm, | one blade serrated | 2
13-042-12 | Adson dressing forceps, 12 cm |  | 1
13-064-18 | Potts-Smith forceps, straight, 18 cm |  | 3
13-100-14 | Dissecting forceps 1x2, 14.5 cm |  | 2
13-191-12 | Adson - Brown forceps, 7x7, 12 cm |  | 2
13-084-15 | Forceps, russian type, 15 cm |  | 2
13-084-20 | Forceps, russian type, 20 cm |  | 2
13-208-20 | De Bakey forceps, 2.0 mm, straight, 20 cm |  | 4
13-208-24 | De Bakey forceps, 2.0 mm, straight, 24 cm |  | 2
15-060-12 | Halsted-Mosquito forceps, straight, 12.5 cm |  | 1
15-061-12 | Halsted-Mosquito forceps, curved, 12.5 cm |  | 6
15-048-14 | Crile forceps, straight, 14 cm |  | 2
15-049-14 | Crile forceps, curved, 14 cm |  | 12
15-031-19 | Adson forceps, curved, 19 cm |  | 3
15-023-20 | Heiss forceps, slightly curved, 20 cm |  | 10
15-245-24 | Crafoord forceps, curved, 24 cm |  | 3
15-001-20 | Pean forceps, curved, 20 cm |  | 1
15-034-16 | Rochester-Carmalt forceps, straight, 16 cm |  | 10
15-100-16 | Ochsner-Kocher forceps, straight, 16 cm |  | 10
15-263-19 | Mixter forceps, curved, 19 cm |  | 3
15-801-08 | Backhaus towel forceps, 8 cm |  | 6
15-801-13 | Backhaus towel forceps, 13 cm |  | 6
15-736-25 | Förster-Ballenger forceps, straight, 25 cm |  | 8
17-000-15 | Hegar needle holder, heavy pattern, 15 cm |  | 3
17-000-18 | Hegar needle holder, heavy pattern, 17.5 cm |  | 5
17-000-20 | Hegar needle holder, heavy pattern, 20 cm |  | 3
10-103-01 | Scalpel handle, standard No. 3 |  | 6
10-103-04 | Scalpel handle No. 3 L |  | 6
10-902-10 | Frazier suction tube, 30°, 13 cm, 10 Charr. |  | 1
10-915-08 | Pool suction cannula, Ø 8 mm, 22.5 cm |  | 1
10-911-02 | Yankauer suction tube, 27 cm with central | bore Ø 2.0 mm | 2
10-921-07 | Cooley suction tube, 30 cm, Ø 7 mm |  | 1
10-923-08 | Cooley suction tube, 33 cm, Ø 8 mm, 30° angled |  | 1
16-139-01 | Senn-Miller retractor, sharp, 22 x 7 mm, 16 cm |  | 4
16-133-08 | Cushing vein hook, 8 mm, 20 cm |  | 2
16-133-10 | Cushing vein hook, 10 mm, 20 cm |  | 2
16-001-04 | Volkmann retractor, 4-prongs, sharp, 22 cm |  | 4
16-035-01 | Middeldorpf retractor, 14x17 mm, 21.5 cm |  | 2
16-055-00 | Parker-Baby retractor, set of Fig.1&2 13.5 cm |  | 1
16-058-00 | Parker Langenbeck retractor set, | Fig. 1 a. Fig. 2, 21 cm, (US army) | 1
16-047-11 | Richardson retractor, 28x20 mm, 24 cm |  | 2
16-047-12 | Richardson retractor, 36x28 mm, 24 cm |  | 2
16-047-13 | Richardson retractor, 44x38 mm, 24 cm |  | 2
16-047-14 | Richardson retractor, 52x22 mm, 24 cm |  | 2
16-081-04 | Deaver retractor, Fig. 4, 25 mm, 30 cm |  | 2
16-081-08 | Deaver retractor, Fig. 8, 50 mm, 31 cm |  | 1
16-081-09 | Deaver retractor, Fig. 9, 75 mm, 32 cm |  | 2
16-072-03 | Abdominal spatula, malleable, 330 x 30 mm |  | 1
16-072-04 | Abdominal spatula, malleable, 330 x 40 mm |  | 1
16-072-05 | Abdominal spatula, malleable, 330 x 50 mm |  | 1
16-217-13 | Weitlaner self retainig retractor, sharp, 3x4, | 13.5 cm | 2
16-248-18 | Gelpi-Loktite self retaining retractor, 18 cm |  | 2
30-109-24 | Lebsche sternal chisel, 24 cm |  | 1
15-766-15 | Allis tissue forceps, 5x6, straight, 15 cm |  | 6
15-766-19 | Allis tissue forceps, 5x6, straight, 19 cm |  | 3
15-776-15 | Allis-Adair tissue forceps, straight, 10x11, 16 cm |  | 4
15-760-16 | Babcock tissue forceps, straight, 16 cm |  | 4
40-203-22 | Mallet, lead filled, Ø 20 mm, 140 g, 16.5 cm |  | 1
55-110-62 | Container bottom, aluminium, 600 x 272 x 138 mm, | non perforated | 1
55-110-90 | Container lid, aluminium, silver, 585 x 285 mm, | perforated | 1
55-190-05 | Wire basket, 480 x 245 x 50 mm |  | 2
55-820-03 | Identification label, red |  | 1
57-011-22 | ARTERIO-VENEOUS SHUNT SET
11-573-19 | Hegemann-Dietrich scissors 45°, angled, 19 cm |  | 1
13-102-14 | Dissecting forceps 1x2, delicate, 14 cm |  | 1
15-061-12 | Halsted-Mosquito forceps, curved, 12.5 cm |  | 4
15-275-02 | Baby-Mixter artery forceps, strongly curved, 14 cm |  | 1
15-801-08 | Backhaus towel forceps, 8 cm |  | 4
15-736-18 | Förster-Ballenger forceps, straight, 18 cm |  | 2
17-014-15 | Crile-Wood needle holder, 15 cm |  | 2
18-611-14 | Castroviejo micro TC-needle holder, with catch, | straight, smooth, 14 cm | 1
10-103-01 | Scalpel handle, standard No. 3 |  | 1
16-126-04 | Trachea hook, blunt, 4-prongs, 16.5 cm |  | 2
16-127-16 | Desmarres vein retractor, 16 mm, 13 cm |  | 2
16-218-10 | Weitlaner self retainig retractor, blunt, | 2x3 teeth, 11 cm | 1
16-218-13 | Weitlaner self retainig retractor, blunt, | 3x4 teeth, 13.5 cm | 1
15-459-09 | Biemer-Müller approximator, delicate, curved, 9 mm |  | 2
15-457-09 | Biemer-Müller approximator, curved, 9 mm |  | 2
57-011-22 C | ARTERIO-VENEOUS SHUNT SET, CONTAINER AND BASKET
11-573-19 | Hegemann-Dietrich scissors 45°, angled, 19 cm |  | 1
13-102-14 | Dissecting forceps 1x2, delicate, 14 cm |  | 1
15-061-12 | Halsted-Mosquito forceps, curved, 12.5 cm |  | 4
15-275-02 | Baby-Mixter artery forceps, strongly curved, 14 cm |  | 1
15-801-08 | Backhaus towel forceps, 8 cm |  | 4
15-736-18 | Förster-Ballenger forceps, straight, 18 cm |  | 2
17-014-15 | Crile-Wood needle holder, 15 cm |  | 2
18-611-14 | Castroviejo micro TC-needle holder, with catch, | straight, smooth, 14 cm | 1
10-103-01 | Scalpel handle, standard No. 3 |  | 1
16-126-04 | Trachea hook, blunt, 4-prongs, 16.5 cm |  | 2
16-127-16 | Desmarres vein retractor, 16 mm, 13 cm |  | 2
16-218-10 | Weitlaner self retainig retractor, blunt, | 2x3 teeth, 11 cm | 1
16-218-13 | Weitlaner self retainig retractor, blunt, | 3x4 teeth, 13.5 cm | 1
15-459-09 | Biemer-Müller approximator, delicate, curved, 9 mm |  | 2
15-457-09 | Biemer-Müller approximator, curved, 9 mm |  | 2
55-310-60 | Container bottom, aluminium, 310 x 272 x 96 mm, | non perforated | 1
55-310-90 | Container lid, aluminium, silver, 295 x 280 mm, | perforated | 1
55-390-05 | Wire basket, 246 x 246 x 50 mm |  | 1
55-820-03 | Identification label, red |  | 1
57-011-24 | CARDIAC CATHETERISATION SET
11-002-14 | Surgical scissors, Fig. 2, straight, 14 cm, | sharp/blunt | 2
11-227-15 | Metzenbaum scissors,short blade, curved, 15 cm |  | 1
11-201-18 | Metzenbaum scissors, curved, Fig. 1, 18 cm |  | 2
11-553-19 | Potts-Smith scissors 45°, angled, 19 cm |  | 1
13-042-12 | Adson dressing forceps, 12 cm |  | 2
13-142-12 | Adson dissecting forceps, 1x2, 12 cm |  | 2
15-061-12 | Halsted-Mosquito forceps, curved, 12.5 cm |  | 12
15-049-14 | Crile forceps, curved, 14 cm |  | 12
15-265-18 | Mixter forceps, delicate, curved, 18 cm |  | 2
15-801-08 | Backhaus towel forceps, 8 cm |  | 12
15-736-18 | Förster-Ballenger forceps, straight, 18 cm |  | 8
17-014-15 | Crile-Wood needle holder, 15 cm |  | 2
10-103-01 | Scalpel handle, standard No. 3 |  | 1
16-152-01 | Gillies skin hook, 1-prong, small, 18 cm |  | 2
16-139-01 | Senn-Miller retractor, sharp, 22 x 7 mm, 16 cm |  | 2
16-248-18 | Gelpi-Loktite self retaining retractor, 18 cm |  | 1
16-154-03 | Joseph skin hook, 2-prongs, 5 mm, 16 cm |  | 2
15-580-18 | De Bakey-Pean atrauma clamp, straight, 18 cm |  | 2
57-011-24 C | CARDIAC CATHETERISATION SET, CONTAINER AND BASKET
11-002-14 | Surgical scissors, Fig. 2, straight, 14 cm, | sharp/blunt | 2
11-227-15 | Metzenbaum scissors,short blade, curved, 15 cm |  | 1
11-201-18 | Metzenbaum scissors, curved, Fig. 1, 18 cm |  | 2
11-553-19 | Potts-Smith scissors 45°, angled, 19 cm |  | 1
13-042-12 | Adson dressing forceps, 12 cm |  | 2
13-142-12 | Adson dissecting forceps, 1x2, 12 cm |  | 2
15-061-12 | Halsted-Mosquito forceps, curved, 12.5 cm |  | 12
15-049-14 | Crile forceps, curved, 14 cm |  | 12
15-265-18 | Mixter forceps, delicate, curved, 18 cm |  | 2
15-801-08 | Backhaus towel forceps, 8 cm |  | 12
15-736-18 | Förster-Ballenger forceps, straight, 18 cm |  | 8
17-014-15 | Crile-Wood needle holder, 15 cm |  | 2
10-103-01 | Scalpel handle, standard No. 3 |  | 1
16-152-01 | Gillies skin hook, 1-prong, small, 18 cm |  | 2
16-139-01 | Senn-Miller retractor, sharp, 22 x 7 mm, 16 cm |  | 2
16-248-18 | Gelpi-Loktite self retaining retractor, 18 cm |  | 1
16-154-03 | Joseph skin hook, 2-prongs, 5 mm, 16 cm |  | 2
15-580-18 | De Bakey-Pean atrauma clamp, straight, 18 cm |  | 2
55-210-60 | Container bottom, aluminium, 475 x 272 x 96 mm, | non perforated | 1
55-210-90 | Container lid, aluminium, silver, 460 x 285 mm, | perforated | 1
55-290-05 | Wire basket, 405 x 245 x 50 mm |  | 1
55-820-03 | Identification label, red |  | 1
57-011-26 | PDA (PATENT DUCTUS ARTERIOSIS) SET
14-142-12 | TC Adson dissecting forceps, 1x2, 12 cm |  | 2
13-100-14 | Dissecting forceps 1x2, 14.5 cm |  | 2
13-610-18 | Micro forceps, round handle Ø 8 mm, | straight, 0.7 x 6.0 mm with platform, 18 cm | 2
13-210-20 | De Bakey forceps, 1.5 mm, straight, 20 cm |  | 2
15-063-12 | Micro-Mosquito forceps, curved, 12.5 cm |  | 6
15-049-14 | Crile forceps, curved, 14 cm |  | 4
15-048-14 | Crile forceps, straight, 14 cm |  | 2
15-011-14 | Pean forceps, delicate, curved, 14 cm |  | 2
15-766-12 | Baby Allis forceps, 4x5, straight, 12.5 cm |  | 2
15-100-14 | Ochsner-Kocher forceps, straight, 14 cm |  | 2
15-263-19 | Mixter forceps, curved, 19 cm |  | 2
15-659-01 | Cooley atrauma clamp, delicate, curved, Fig.1, | 13.5 cm | 1
15-659-03 | Cooley atrauma clamp, delicate, curved, Fig. 3, | 14 cm | 1
18-110-13 | Ryder-Vascular TC-needle holder, 13 cm |  | 2
18-112-18 | Ryder-Micro TC-needle holder, 18 cm |  | 2
15-736-25 | Förster-Ballenger forceps, straight, 25 cm |  | 2
15-801-08 | Backhaus towel forceps, 8 cm |  | 4
12-170-15 | TC Mayo-Stille scissors, straight, 15 cm |  | 1
12-253-14 | TC Metzenbaum-Lahey scissors, curved, 14 cm |  | 1
12-211-18 | TC Metzenbaum scissors, delicate, curved, 18 cm |  | 1
11-571-19 | Hegemann-Dietrich scissors 25°, angled, 19 cm |  | 1
10-103-01 | Scalpel handle, standard No. 3 |  | 2
10-103-06 | Scalpel handle No. 7 |  | 1
16-074-01 | Spatula, malleable, soft, 200 x 6 mm |  | 1
16-074-04 | Spatula, malleable, soft, 200 x 12 mm |  | 1
16-074-06 | Spatula, malleable, soft, 200 x 25 mm |  | 1
30-202-00 | Cooley rip spreader, child, alu, lateral blades | 15 x 30 mm, spreading 115 mm | 1
16-117-04 | Hook, fine, 4 prongs, sharp, 16 cm |  | 2
16-139-02 | Senn-Miller retractor, blunt, 22 x 7 mm, 16 cm |  | 2
16-134-10 | Cushing vein hook, 10 mm, 24 cm |  | 2
16-081-01 | Deaver retractor, Fig. 1, 19 mm, 18 cm |  | 1
16-081-02 | Deaver retractor, Fig. 2, 22 mm, 21.5 cm |  | 1
30-238-00 | Finocchietto rip spreader, for children, | rigid lateral blades 19 x 20 mm, spreading 75 mm | 1
57-011-26 C | PDA (PATENT DUCTUS ARTERIOSIS) SET, CONTAINER AND BASKET
14-142-12 | TC Adson dissecting forceps, 1x2, 12 cm |  | 2
13-100-14 | Dissecting forceps 1x2, 14.5 cm |  | 2
13-610-18 | Micro forceps, round handle Ø 8 mm, | straight, 0.7 x 6.0 mm with platform, 18 cm | 2
13-210-20 | De Bakey forceps, 1.5 mm, straight, 20 cm |  | 2
15-063-12 | Micro-Mosquito forceps, curved, 12.5 cm |  | 6
15-049-14 | Crile forceps, curved, 14 cm |  | 4
15-048-14 | Crile forceps, straight, 14 cm |  | 2
15-011-14 | Pean forceps, delicate, curved, 14 cm |  | 2
15-766-12 | Baby Allis forceps, 4x5, straight, 12.5 cm |  | 2
15-100-14 | Ochsner-Kocher forceps, straight, 14 cm |  | 2
15-263-19 | Mixter forceps, curved, 19 cm |  | 2
15-659-01 | Cooley atrauma clamp, delicate, curved, Fig.1, | 13.5 cm | 1
15-659-03 | Cooley atrauma clamp, delicate, curved, Fig. 3, | 14 cm | 1
18-110-13 | Ryder-Vascular TC-needle holder, 13 cm |  | 2
18-112-18 | Ryder-Micro TC-needle holder, 18 cm |  | 2
15-736-25 | Förster-Ballenger forceps, straight, 25 cm |  | 2
15-801-08 | Backhaus towel forceps, 8 cm |  | 4
12-170-15 | TC Mayo-Stille scissors, straight, 15 cm |  | 1
12-253-14 | TC Metzenbaum-Lahey scissors, curved, 14 cm |  | 1
12-211-18 | TC Metzenbaum scissors, delicate, curved, 18 cm |  | 1
11-571-19 | Hegemann-Dietrich scissors 25°, angled, 19 cm |  | 1
10-103-01 | Scalpel handle, standard No. 3 |  | 2
10-103-06 | Scalpel handle No. 7 |  | 1
16-074-01 | Spatula, malleable, soft, 200 x 6 mm |  | 1
16-074-04 | Spatula, malleable, soft, 200 x 12 mm |  | 1
16-074-06 | Spatula, malleable, soft, 200 x 25 mm |  | 1
30-202-00 | Cooley rip spreader, child, alu, lateral blades | 15 x 30 mm, spreading 115 mm | 1
16-117-04 | Hook, fine, 4 prongs, sharp, 16 cm |  | 2
16-139-02 | Senn-Miller retractor, blunt, 22 x 7 mm, 16 cm |  | 2
16-134-10 | Cushing vein hook, 10 mm, 24 cm |  | 2
16-081-01 | Deaver retractor, Fig. 1, 19 mm, 18 cm |  | 1
16-081-02 | Deaver retractor, Fig. 2, 22 mm, 21.5 cm |  | 1
30-238-00 | Finocchietto rip spreader, for children, | rigid lateral blades 19 x 20 mm, spreading 75 mm | 1
55-210-60 | Container bottom, aluminium, 475 x 272 x 96 mm, | non perforated | 1
55-210-90 | Container lid, aluminium, silver, 460 x 285 mm, | perforated | 1
55-290-05 | Wire basket, 405 x 245 x 50 mm |  | 1
55-820-03 | Identification label, red |  | 1
57-011-28 | CABG SET (CORONARY ARTERY BYPASS GRAFT)
31-611-13 | Scalpel handle, round, 13.5 cm |  | 1
10-265-65 | Micro scalpel blades Fig. 65, sterile, Unit 10pcs. |  | 1
15-499-08 | Bulldog clamp Diethrich, angled, jaw 8 mm |  | 1
15-499-12 | Bulldog clamp Diethrich, angled, jaw 12 mm |  | 2
15-499-20 | Bulldog clamp Diethrich, angled, jaw 20 mm |  | 1
15-498-20 | Bulldog clamp Diethrich, straight, jaw 20 mm |  | 2
15-507-24 | Clip Applying forceps for Bulldog clamps, 24 cm |  | 1
11-573-19 | Hegemann-Dietrich scissors 45°, angled, 19 cm |  | 1
11-589-19 | Hegemann-Dietrich scissors 125°, angled, 19 cm | with bar | 1
11-684-18 | Micro scissors, straight, sharp, blade 9 mm, | Ø 8 mm, 18 cm | 2
17-660-21 | Micro needle holder, with catch, | 11.0 x 0.8 mm, Ø 9 mm, straight, 21 cm | 2
18-016-15 | Senning TC-needle holder, 15 cm |  | 2
18-016-17 | Senning TC-needle holder, 17 cm |  | 2
31-018-10 | De Bakey vascular dilator, Ø 1.0 mm, 19 cm |  | 1
31-018-15 | De Bakey vascular dilator, Ø 1.5 mm, 19 cm |  | 2
31-018-20 | De Bakey vascular dilator, Ø 2.0 mm, 19 cm |  | 1
13-244-24 | TITAN De Bakey forceps, straight, jaw 1.8 mm, 24cm |  | 2
13-612-18 | Micro forceps, round handle Ø 8 mm, | straight, 0.3 x 6.0 mm with platform, 18 cm | 1
31-013-02 | Vollmar ring stripper, Ø 2 mm, 50 cm |  | 1
31-013-03 | Vollmar ring stripper, Ø 3 mm, 50 cm |  | 1
31-013-04 | Vollmar ring stripper, Ø 4 mm, 50 cm |  | 1
31-013-06 | Vollmar ring stripper, Ø 6 mm, 50 cm |  | 1
31-013-08 | Vollmar ring stripper, Ø 8.5 mm, 50 cm |  | 1
31-013-10 | Vollmar ring stripper, Ø 10 mm, 50 cm |  | 1
31-013-12 | Vollmar ring stripper, Ø 12 mm, 50 cm |  | 1
31-013-14 | Vollmar ring stripper, Ø 14 mm, 50 cm |  | 1
31-012-00 | Handle for Vollmar ring stripper, 11 cm |  | 1
57-011-28 C | CABG SET (CORONARY ARTERY BYPASS GRAFT), CONTAINER AND BASKET
31-611-13 | Scalpel handle, round, 13.5 cm |  | 1
10-265-65 | Micro scalpel blades Fig. 65, sterile, Unit 10pcs. |  | 1
15-499-08 | Bulldog clamp Diethrich, angled, jaw 8 mm |  | 1
15-499-12 | Bulldog clamp Diethrich, angled, jaw 12 mm |  | 2
15-499-20 | Bulldog clamp Diethrich, angled, jaw 20 mm |  | 1
15-498-20 | Bulldog clamp Diethrich, straight, jaw 20 mm |  | 2
15-507-24 | Clip Applying forceps for Bulldog clamps, 24 cm |  | 1
11-573-19 | Hegemann-Dietrich scissors 45°, angled, 19 cm |  | 1
11-589-19 | Hegemann-Dietrich scissors 125°, angled, 19 cm | with bar | 1
11-684-18 | Micro scissors, straight, sharp, blade 9 mm, | Ø 8 mm, 18 cm | 2
17-660-21 | Micro needle holder, with catch, | 11.0 x 0.8 mm, Ø 9 mm, straight, 21 cm | 2
18-016-15 | Senning TC-needle holder, 15 cm |  | 2
18-016-17 | Senning TC-needle holder, 17 cm |  | 2
31-018-10 | De Bakey vascular dilator, Ø 1.0 mm, 19 cm |  | 1
31-018-15 | De Bakey vascular dilator, Ø 1.5 mm, 19 cm |  | 2
31-018-20 | De Bakey vascular dilator, Ø 2.0 mm, 19 cm |  | 1
13-244-24 | TITAN De Bakey forceps, straight, jaw 1.8 mm, 24cm |  | 2
13-612-18 | Micro forceps, round handle Ø 8 mm, | straight, 0.3 x 6.0 mm with platform, 18 cm | 1
31-013-02 | Vollmar ring stripper, Ø 2 mm, 50 cm |  | 1
31-013-03 | Vollmar ring stripper, Ø 3 mm, 50 cm |  | 1
31-013-04 | Vollmar ring stripper, Ø 4 mm, 50 cm |  | 1
31-013-06 | Vollmar ring stripper, Ø 6 mm, 50 cm |  | 1
31-013-08 | Vollmar ring stripper, Ø 8.5 mm, 50 cm |  | 1
31-013-10 | Vollmar ring stripper, Ø 10 mm, 50 cm |  | 1
31-013-12 | Vollmar ring stripper, Ø 12 mm, 50 cm |  | 1
31-013-14 | Vollmar ring stripper, Ø 14 mm, 50 cm |  | 1
31-012-00 | Handle for Vollmar ring stripper, 11 cm |  | 1
55-110-60 | Container bottom, aluminium, 600 x 272 x 96 mm, | non perforated | 1
55-110-90 | Container lid, aluminium, silver, 585 x 285 mm, | perforated | 1
55-190-05 | Wire basket, 480 x 245 x 50 mm |  | 1
55-820-03 | Identification label, red |  | 1

## Beating Heart
ITEM CODE | DESCRIPTION | DESCRIPTION 2 | QTY
57-011-30 | MICRO INSTRUMENT SET
13-612-18 | Micro forceps, round handle Ø 8 mm, | straight, 0.3 x 6.0 mm with platform, 18 cm | 2
13-800-18 | Micro ring forceps, round handle Ø 8 mm, straight, | smooth, 1.0 x 0.5 mm, 18 cm | 1
11-620-18 | Micro-scissors, 90°, angled, 18 cm |  | 1
11-685-18 | Micro scissors, curved, sharp, blade 9 mm, | Ø 8 mm, 18 cm | 1
17-664-18 | Micro needle holder, with catch, | 11.0 x 0.4 mm, Ø 9 mm, straight, 18 cm | 1
17-667-18 | Micro needle holder, without catch, 11.0 x 0.4 mm | Ø 9 mm, curved, 18 cm | 1
57-011-30 C | MICRO INSTRUMENT SET, CONTAINER AND BASKET
13-612-18 | Micro forceps, round handle Ø 8 mm, | straight, 0.3 x 6.0 mm with platform, 18 cm | 2
13-800-18 | Micro ring forceps, round handle Ø 8 mm, straight, | smooth, 1.0 x 0.5 mm, 18 cm | 1
11-620-18 | Micro-scissors, 90°, angled, 18 cm |  | 1
11-685-18 | Micro scissors, curved, sharp, blade 9 mm, | Ø 8 mm, 18 cm | 1
17-664-18 | Micro needle holder, with catch, | 11.0 x 0.4 mm, Ø 9 mm, straight, 18 cm | 1
17-667-18 | Micro needle holder, without catch, 11.0 x 0.4 mm | Ø 9 mm, curved, 18 cm | 1
55-510-61 | Container bottom, aluminium, 320 x 186 x 59 mm, | non perforated - for Special container | 1
55-510-90 | Container lid, aluminium, silver, 325 x 192 mm, | perforated - for Special container | 1
55-525-05 | Stainless steel tray 275 x 175 x 45mm, without lid |  | 1
55-820-03 | Identification label, red |  | 1
57-011-32 | THORAX INSTRUMENTS
30-204-00 | Cooley rip spreader, adult, alu, lateral blades | 30 x 50 mm, spreading 185 mm | 1
40-408-04 | Semb periosteal elevator, 13 mm, 22 cm |  | 1
40-410-01 | Doyen periosteal elevator, adult, left, 17 cm |  | 1
40-410-02 | Doyen periosteal elevator, adult, right, 17 cm |  | 1
40-316-12 | Lexer-Mini osteotome, 12 mm, 18.5 cm |  | 1
30-103-22 | Gluck rip scissors, 22 cm |  | 1
30-109-24 | Lebsche sternal chisel, 24 cm |  | 1
30-265-19 | Sellors rip contractor, 19 cm |  | 1
40-467-08 | Volkmann bone curette, Fig. 4, 17 cm |  | 1
40-467-05 | Volkmann bone curette, Fig. 1, 17 cm |  | 1
40-873-16 | TC wire cutting forceps, double, 16 cm, | hard Ø 1.7 mm / soft Ø 2.0 mm | 1
40-850-14 | Flat nose pliers, 14 cm |  | 1
40-836-18 | TC wire twister, round, straight, 18.5 cm |  | 1
40-651-18 | Zaufal-Jansen bone rongeur, curved, 18 cm |  | 1
57-011-32 C | THORAX INSTRUMENTS, CONTAINER AND BASKET
30-204-00 | Cooley rip spreader, adult, alu, lateral blades | 30 x 50 mm, spreading 185 mm | 1
40-408-04 | Semb periosteal elevator, 13 mm, 22 cm |  | 1
40-410-01 | Doyen periosteal elevator, adult, left, 17 cm |  | 1
40-410-02 | Doyen periosteal elevator, adult, right, 17 cm |  | 1
40-316-12 | Lexer-Mini osteotome, 12 mm, 18.5 cm |  | 1
30-103-22 | Gluck rip scissors, 22 cm |  | 1
30-109-24 | Lebsche sternal chisel, 24 cm |  | 1
30-265-19 | Sellors rip contractor, 19 cm |  | 1
40-467-08 | Volkmann bone curette, Fig. 4, 17 cm |  | 1
40-467-05 | Volkmann bone curette, Fig. 1, 17 cm |  | 1
40-873-16 | TC wire cutting forceps, double, 16 cm, | hard Ø 1.7 mm / soft Ø 2.0 mm | 1
40-850-14 | Flat nose pliers, 14 cm |  | 1
40-836-18 | TC wire twister, round, straight, 18.5 cm |  | 1
40-651-18 | Zaufal-Jansen bone rongeur, curved, 18 cm |  | 1
55-210-61 | Container bottom, aluminium, 475 x 272 x 116 mm, | non perforated | 1
55-210-90 | Container lid, aluminium, silver, 460 x 285 mm, | perforated | 1
55-290-05 | Wire basket, 405 x 245 x 50 mm |  | 1
55-820-03 | Identification label, red |  | 1

## Emergency
ITEM CODE | DESCRIPTION | DESCRIPTION 2 | QTY
57-015-00 | MAJOR EMERGENCY BASIC SET
15-737-25 | Förster-Ballenger forceps, curved, 25 cm |  | 4
15-702-27 | Gross-Maier sponge forceps, straight, 27 cm |  | 3
15-766-14 | Allis tissue forceps, 4x5, straight, 15 cm |  | 4
15-801-13 | Backhaus towel forceps, 13 cm |  | 10
10-103-01 | Scalpel handle, standard No. 3 |  | 2
10-104-01 | Scalpel handle, standard No. 4 |  | 2
12-201-18 | TC Metzenbaum scissors, curved, 18 cm |  | 2
12-201-20 | TC Metzenbaum scissors, curved, 20 cm |  | 2
12-231-16 | TC Mayo-Lexer scissors, curved, 16 cm |  | 1
12-731-17 W | TC Mayo ligature scissors, curved, 17 cm W |  | 1
11-003-14 | Surgical scissors, Fig. 2, curved, 14 cm, | sharp/blunt | 1
13-000-13 | Standard dressing forceps, straight, 13 cm |  | 2
13-000-20 | Standard dressing forceps, straight, 20 cm |  | 2
13-100-14 | Dissecting forceps 1x2, 14.5 cm |  | 2
13-100-20 | Dissecting forceps 1x2, 20 cm |  | 2
13-210-16 | De Bakey forceps, 1.5 mm, straight, 16 cm |  | 2
13-210-20 | De Bakey forceps, 1.5 mm, straight, 20 cm |  | 2
13-164-18 | Potts-Smith dissecting forceps, straight, 18 cm |  | 1
15-060-12 | Halsted-Mosquito forceps, straight, 12.5 cm |  | 10
15-061-12 | Halsted-Mosquito forceps, curved, 12.5 cm |  | 10
15-049-13 | Baby Crile forceps, curved, 14 cm |  | 4
15-149-13 | Baby Crile forceps, curved, 14 cm |  | 4
15-000-20 | Pean forceps, straight, 20 cm |  | 2
15-100-20 | Ochsner-Kocher forceps, straight, 20 cm |  | 2
15-201-02 | Overholt-Geissendörfer forceps, curved, 21 cm |  | 1
15-201-04 | Overholt-Geissendörfer forceps, curved, 21 cm |  | 1
15-201-07 | Overholt-Geissendörfer forceps, curved, 21 cm |  | 1
15-341-20 | Mikulicz forceps, curved, 20 cm |  | 4
16-001-04 | Volkmann retractor, 4-prongs, sharp, 22 cm |  | 2
16-001-06 | Volkmann retractor, 6-prongs, sharp, 22 cm |  | 2
16-014-08 | Koerte retractor, sharp, 8-prongs, 24 cm |  | 2
16-018-01 | Langenbeck retractor, 30x11 mm |  | 2
16-018-07 | Langenbeck retractor, 50x11 mm |  | 2
16-028-03 | Mikulicz retractor, 120 x 50 mm, 26 cm |  | 1
16-048-03 | Simon retractor, 115 x 22 mm, 28 cm |  | 1
16-050-01 | Roux retractor, Fig. 1, 14 cm |  | 1
16-050-02 | Roux retractor, Fig. 2, 15 cm |  | 1
16-050-03 | Roux retractor, Fig. 3, 17 cm |  | 1
16-072-03 | Abdominal spatula, malleable, 330 x 30 mm |  | 1
10-610-14 | Director, 14.5 cm |  | 1
10-604-14 | Probe with ear, 14.5 cm |  | 1
17-753-25 | Ligature conductor, 19.5 cm |  | 1
17-765-19 | König ligature conductor, 3 mm, 19.5 cm |  | 1
17-731-20 | Deschamps ligature needle, left, blunt, 20 cm |  | 1
17-733-20 | Deschamps ligature needle, right, blunt, 20 cm |  | 1
10-914-10 | Poole suction cannula, Ø 10 mm, 22 cm |  | 1
18-012-15 | Crile-Wood TC-needle holder, 15 cm |  | 1
18-002-18 | Mayo-Hegar TC-needle holder, 18 cm |  | 3
18-002-20 | Mayo-Hegar TC-needle holder, 20 cm |  | 1
51-103-08 | Round bowls, Ø 85 mm, H 50 mm, 0.175 l |  | 1
51-103-11 | Round bowls, Ø 100 mm, H 50 mm, 0.25 l |  | 1
56-112-02 | Needle case perforated, with compartments | 150 x 95 x 13 mm | 1
57-015-00 C | MAJOR EMERGENCY BASIC SET, CONTAINER AND BASKET
15-737-25 | Förster-Ballenger forceps, curved, 25 cm |  | 4
15-702-27 | Gross-Maier sponge forceps, straight, 27 cm |  | 3
15-766-14 | Allis tissue forceps, 4x5, straight, 15 cm |  | 4
15-801-13 | Backhaus towel forceps, 13 cm |  | 10
10-103-01 | Scalpel handle, standard No. 3 |  | 2
10-104-01 | Scalpel handle, standard No. 4 |  | 2
12-201-18 | TC Metzenbaum scissors, curved, 18 cm |  | 2
12-201-20 | TC Metzenbaum scissors, curved, 20 cm |  | 2
12-231-16 | TC Mayo-Lexer scissors, curved, 16 cm |  | 1
12-731-17 W | TC Mayo ligature scissors, curved, 17 cm W |  | 1
11-003-14 | Surgical scissors, Fig. 2, curved, 14 cm, | sharp/blunt | 1
13-000-13 | Standard dressing forceps, straight, 13 cm |  | 2
13-000-20 | Standard dressing forceps, straight, 20 cm |  | 2
13-100-14 | Dissecting forceps 1x2, 14.5 cm |  | 2
13-100-20 | Dissecting forceps 1x2, 20 cm |  | 2
13-210-16 | De Bakey forceps, 1.5 mm, straight, 16 cm |  | 2
13-210-20 | De Bakey forceps, 1.5 mm, straight, 20 cm |  | 2
13-164-18 | Potts-Smith dissecting forceps, straight, 18 cm |  | 1
15-060-12 | Halsted-Mosquito forceps, straight, 12.5 cm |  | 10
15-061-12 | Halsted-Mosquito forceps, curved, 12.5 cm |  | 10
15-049-13 | Baby Crile forceps, curved, 14 cm |  | 4
15-149-13 | Baby Crile forceps, curved, 14 cm |  | 4
15-000-20 | Pean forceps, straight, 20 cm |  | 2
15-100-20 | Ochsner-Kocher forceps, straight, 20 cm |  | 2
15-201-02 | Overholt-Geissendörfer forceps, curved, 21 cm |  | 1
15-201-04 | Overholt-Geissendörfer forceps, curved, 21 cm |  | 1
15-201-07 | Overholt-Geissendörfer forceps, curved, 21 cm |  | 1
15-341-20 | Mikulicz forceps, curved, 20 cm |  | 4
16-001-04 | Volkmann retractor, 4-prongs, sharp, 22 cm |  | 2
16-001-06 | Volkmann retractor, 6-prongs, sharp, 22 cm |  | 2
16-014-08 | Koerte retractor, sharp, 8-prongs, 24 cm |  | 2
16-018-01 | Langenbeck retractor, 30x11 mm |  | 2
16-018-07 | Langenbeck retractor, 50x11 mm |  | 2
16-028-03 | Mikulicz retractor, 120 x 50 mm, 26 cm |  | 1
16-048-03 | Simon retractor, 115 x 22 mm, 28 cm |  | 1
16-050-01 | Roux retractor, Fig. 1, 14 cm |  | 1
16-050-02 | Roux retractor, Fig. 2, 15 cm |  | 1
16-050-03 | Roux retractor, Fig. 3, 17 cm |  | 1
16-072-03 | Abdominal spatula, malleable, 330 x 30 mm |  | 1
10-610-14 | Director, 14.5 cm |  | 1
10-604-14 | Probe with ear, 14.5 cm |  | 1
17-753-25 | Ligature conductor, 19.5 cm |  | 1
17-765-19 | König ligature conductor, 3 mm, 19.5 cm |  | 1
17-731-20 | Deschamps ligature needle, left, blunt, 20 cm |  | 1
17-733-20 | Deschamps ligature needle, right, blunt, 20 cm |  | 1
10-914-10 | Poole suction cannula, Ø 10 mm, 22 cm |  | 1
18-012-15 | Crile-Wood TC-needle holder, 15 cm |  | 1
18-002-18 | Mayo-Hegar TC-needle holder, 18 cm |  | 3
18-002-20 | Mayo-Hegar TC-needle holder, 20 cm |  | 1
51-103-08 | Round bowls, Ø 85 mm, H 50 mm, 0.175 l |  | 1
51-103-11 | Round bowls, Ø 100 mm, H 50 mm, 0.25 l |  | 1
56-112-02 | Needle case perforated, with compartments | 150 x 95 x 13 mm | 1
55-110-62 | Container bottom, aluminium, 600 x 272 x 138 mm, | non perforated | 1
55-110-90 | Container lid, aluminium, silver, 585 x 285 mm, | perforated | 1
55-190-05 | Wire basket, 480 x 245 x 50 mm |  | 2
55-820-03 | Identification label, red |  | 1
57-015-02 | MINOR EMERGENCY BASIC SET
15-703-27 | Gross-Maier sponge forceps, curved, 27 cm |  | 4
15-702-27 | Gross-Maier sponge forceps, straight, 27 cm |  | 2
15-766-15 | Allis tissue forceps, 5x6, straight, 15 cm |  | 2
15-801-11 | Backhaus towel forceps, 11 cm |  | 6
15-803-11 | Backhaus towel forceps, 11 cm, with holder | for tubing up to Ø 15 mm | 1
10-103-01 | Scalpel handle, standard No. 3 |  | 1
10-104-01 | Scalpel handle, standard No. 4 |  | 1
10-199-00 | Scalpel remover |  | 2
13-000-14 | Standard dressing forceps, straight, 14.5 cm |  | 3
13-000-18 | Standard dressing forceps, straight, 18 cm |  | 2
13-100-14 | Dissecting forceps 1x2, 14.5 cm |  | 3
13-100-18 | Dissecting forceps 1x2, 18 cm |  | 2
13-058-17 | Taylor, forceps, straight, 17 cm with scarper |  | 1
11-201-18 | Metzenbaum scissors, curved, Fig. 1, 18 cm |  | 2
11-201-20 | Metzenbaum scissors, curved, Fig. 1, 20 cm |  | 1
11-002-16 | Surgical scissors, Fig. 2, straight, 16 cm, | sharp/blunt | 1
12-731-17 W | TC Mayo ligature scissors, curved, 17 cm W |  | 1
11-441-11 | Iris scissors (M), curved, 11 cm |  | 1
11-011-12 | Surgical scissors curved, delicate, Fig.1, 12 cm | blunt/blunt | 1
15-160-12 | Halsted-Mosquito forceps, straight, 1x2, 12 cm |  | 4
15-161-12 | Halsted-Mosquito forceps, curved, 1x2, 12 cm |  | 4
15-061-12 | Halsted-Mosquito forceps, curved, 12.5 cm |  | 4
15-000-20 | Pean forceps, straight, 20 cm |  | 2
15-201-03 | Overholt-Geissendörfer forceps, curved, 21 cm |  | 2
15-343-20 | Mikulicz forceps, curved, 20 cm |  | 4
16-007-04 | Kocher retractor, 4-prongs, blunt, 22 cm |  | 2
16-007-02 | Kocher retractor, 2-prongs, blunt, 22 cm |  | 2
16-133-12 | Cushing vein hook, 12 mm, 20 cm |  | 2
16-050-01 | Roux retractor, Fig. 1, 14 cm |  | 1
16-050-02 | Roux retractor, Fig. 2, 15 cm |  | 1
16-050-03 | Roux retractor, Fig. 3, 17 cm |  | 1
16-018-15 | Langenbeck retractor, hollow handle, 40x11 mm |  | 2
18-002-18 | Mayo-Hegar TC-needle holder, 18 cm |  | 3
18-004-20 | De Bakey TC-needle holder, 20 cm, | Mayo Hegar delicate | 1
17-731-20 | Deschamps ligature needle, left, blunt, 20 cm |  | 1
17-767-19 | König ligature conductor, 5 mm, 19.5 cm |  | 1
10-613-14 | Doyen director, curved, 14 cm |  | 1
17-721-13 | Kronecker ligature needle, for right hand, 13 cm |  | 1
10-602-16 | Probe, Ø 2 mm, 16 cm |  | 1
10-705-08 G | Redon guide needle curved, 8 Charr. | with thread | 1
10-705-12 G | Redon guide needle curved, 12 Charr. | with thread | 1
15-703-20 | Gross-Maier sponge forceps, curved, 20 cm |  | 1
51-105-11 | Round bowls, Ø 116 mm, H 35 mm, 0.30 l |  | 2
56-112-02 | Needle case perforated, with compartments | 150 x 95 x 13 mm | 1
57-015-02 C | MINOR EMERGENCY BASIC SET, CONTAINER AND BASKET
15-703-27 | Gross-Maier sponge forceps, curved, 27 cm |  | 4
15-702-27 | Gross-Maier sponge forceps, straight, 27 cm |  | 2
15-766-15 | Allis tissue forceps, 5x6, straight, 15 cm |  | 2
15-801-11 | Backhaus towel forceps, 11 cm |  | 6
15-803-11 | Backhaus towel forceps, 11 cm, with holder | for tubing up to Ø 15 mm | 1
10-103-01 | Scalpel handle, standard No. 3 |  | 1
10-104-01 | Scalpel handle, standard No. 4 |  | 1
10-199-00 | Scalpel remover |  | 2
13-000-14 | Standard dressing forceps, straight, 14.5 cm |  | 3
13-000-18 | Standard dressing forceps, straight, 18 cm |  | 2
13-100-14 | Dissecting forceps 1x2, 14.5 cm |  | 3
13-100-18 | Dissecting forceps 1x2, 18 cm |  | 2
13-058-17 | Taylor, forceps, straight, 17 cm with scarper |  | 1
11-201-18 | Metzenbaum scissors, curved, Fig. 1, 18 cm |  | 2
11-201-20 | Metzenbaum scissors, curved, Fig. 1, 20 cm |  | 1
11-002-16 | Surgical scissors, Fig. 2, straight, 16 cm, | sharp/blunt | 1
12-731-17 W | TC Mayo ligature scissors, curved, 17 cm W |  | 1
11-441-11 | Iris scissors (M), curved, 11 cm |  | 1
11-011-12 | Surgical scissors curved, delicate, Fig.1, 12 cm | blunt/blunt | 1
15-160-12 | Halsted-Mosquito forceps, straight, 1x2, 12 cm |  | 4
15-161-12 | Halsted-Mosquito forceps, curved, 1x2, 12 cm |  | 4
15-061-12 | Halsted-Mosquito forceps, curved, 12.5 cm |  | 4
15-000-20 | Pean forceps, straight, 20 cm |  | 2
15-201-03 | Overholt-Geissendörfer forceps, curved, 21 cm |  | 2
15-343-20 | Mikulicz forceps, curved, 20 cm |  | 4
16-007-04 | Kocher retractor, 4-prongs, blunt, 22 cm |  | 2
16-007-02 | Kocher retractor, 2-prongs, blunt, 22 cm |  | 2
16-133-12 | Cushing vein hook, 12 mm, 20 cm |  | 2
16-050-01 | Roux retractor, Fig. 1, 14 cm |  | 1
16-050-02 | Roux retractor, Fig. 2, 15 cm |  | 1
16-050-03 | Roux retractor, Fig. 3, 17 cm |  | 1
16-018-15 | Langenbeck retractor, hollow handle, 40x11 mm |  | 2
18-002-18 | Mayo-Hegar TC-needle holder, 18 cm |  | 3
18-004-20 | De Bakey TC-needle holder, 20 cm, | Mayo Hegar delicate | 1
17-731-20 | Deschamps ligature needle, left, blunt, 20 cm |  | 1
17-767-19 | König ligature conductor, 5 mm, 19.5 cm |  | 1
10-613-14 | Doyen director, curved, 14 cm |  | 1
17-721-13 | Kronecker ligature needle, for right hand, 13 cm |  | 1
10-602-16 | Probe, Ø 2 mm, 16 cm |  | 1
10-705-08 G | Redon guide needle curved, 8 Charr. | with thread | 1
10-705-12 G | Redon guide needle curved, 12 Charr. | with thread | 1
15-703-20 | Gross-Maier sponge forceps, curved, 20 cm |  | 1
51-105-11 | Round bowls, Ø 116 mm, H 35 mm, 0.30 l |  | 2
56-112-02 | Needle case perforated, with compartments | 150 x 95 x 13 mm | 1
55-110-61 | Container bottom, aluminium, 600 x 272 x 116 mm, | non perforated | 1
55-110-90 | Container lid, aluminium, silver, 585 x 285 mm, | perforated | 1
55-190-05 | Wire basket, 480 x 245 x 50 mm |  | 1
55-820-03 | Identification label, red |  | 1
57-015-04 | GASTROINTESTINAL INSTRUMENTS SET
10-103-01 | Scalpel handle, standard No. 3 |  | 2
11-011-12 | Surgical scissors curved, delicate, Fig.1, 12 cm | blunt/blunt | 1
11-211-14 | Metzenbaum scissors, delicate, curved, | blunt/blunt, 14 cm | 1
11-002-14 | Surgical scissors, Fig. 2, straight, 14 cm, | sharp/blunt | 1
11-003-14 | Surgical scissors, Fig. 2, curved, 14 cm, | sharp/blunt | 1
13-210-16 | De Bakey forceps, 1.5 mm, straight, 16 cm |  | 2
13-154-12 | Semken dissecting forceps, straight, 1x2, 12 cm |  | 2
33-110-23 | Doyen atrauma clamp, straight, 23.5 cm |  | 2
33-111-23 | Doyen atrauma clamp, curved, 23 cm |  | 2
33-110-18 | Doyen atrauma clamp, straight, 18.5 cm |  | 2
33-111-18 | Doyen atrauma clamp, curved, 18 cm |  | 2
15-000-22 | Pean forceps, straight, 22 cm |  | 4
18-012-15 | Crile-Wood TC-needle holder, 15 cm |  | 2
57-015-04 C | GASTROINTESTINAL INSTRUMENTS SET, CONTAINER AND BASKET
10-103-01 | Scalpel handle, standard No. 3 |  | 2
11-011-12 | Surgical scissors curved, delicate, Fig.1, 12 cm | blunt/blunt | 1
11-211-14 | Metzenbaum scissors, delicate, curved, | blunt/blunt, 14 cm | 1
11-002-14 | Surgical scissors, Fig. 2, straight, 14 cm, | sharp/blunt | 1
11-003-14 | Surgical scissors, Fig. 2, curved, 14 cm, | sharp/blunt | 1
13-210-16 | De Bakey forceps, 1.5 mm, straight, 16 cm |  | 2
13-154-12 | Semken dissecting forceps, straight, 1x2, 12 cm |  | 2
33-110-23 | Doyen atrauma clamp, straight, 23.5 cm |  | 2
33-111-23 | Doyen atrauma clamp, curved, 23 cm |  | 2
33-110-18 | Doyen atrauma clamp, straight, 18.5 cm |  | 2
33-111-18 | Doyen atrauma clamp, curved, 18 cm |  | 2
15-000-22 | Pean forceps, straight, 22 cm |  | 4
18-012-15 | Crile-Wood TC-needle holder, 15 cm |  | 2
55-310-60 | Container bottom, aluminium, 310 x 272 x 96 mm, | non perforated | 1
55-310-90 | Container lid, aluminium, silver, 295 x 280 mm, | perforated | 1
55-390-05 | Wire basket, 246 x 246 x 50 mm |  | 1
55-820-05 | Identification label, green |  | 1
57-015-06 | LONG INSTRUMENTS (SPLEEN/LIVER)
12-201-30 | TC Metzenbaum scissors, curved, 30 cm |  | 1
12-211-28 | TC Metzenbaum scissors, delicate, curved, 28 cm |  | 1
13-000-25 | Standard dressing forceps, straight, 25 cm |  | 2
13-100-25 | Dissecting forceps 1x2, 25 cm |  | 2
13-210-24 | De Bakey forceps, 1.5 mm, straight, 24 cm |  | 2
15-001-30 | Pean forceps, curved, 30 cm |  | 2
15-203-04 | Overholt-Geissendörfer forceps, curved, 27 cm |  | 2
15-203-05 | Overholt-Geissendörfer forceps, curved, 27 cm |  | 2
15-232-30 | Zenker forceps, curved, 30 cm |  | 2
15-647-25 | Satinsky atrauma clamp, curved, 25.0 cm |  | 1
15-647-26 | Satinsky atrauma clamp, curved, 27.0 cm |  | 1
15-653-04 | Harken atrauma clamp, curved, Fig. 4, 23.5 cm |  | 1
16-032-06 | Brunner retractor, curved down 180x30 mm 25 cm |  | 1
16-081-07 | Deaver retractor, Fig. 7, 38 mm, 30 cm |  | 1
16-081-08 | Deaver retractor, Fig. 8, 50 mm, 31 cm |  | 1
16-043-01 | Kelly retractor, 190 x 38 mm, 27 cm |  | 1
16-072-05 | Abdominal spatula, malleable, 330 x 50 mm |  | 1
18-002-30 | Mayo-Hegar TC-needle holder, 30 cm |  | 1
18-004-31 | De Bakey TC-needle holder, 31 cm |  | 1
17-741-30 | Brunner ligature needle, 30 cm |  | 1
17-743-30 | Brunner ligature needle, 30 cm |  | 1
17-745-30 | Brunner ligature conductor, 30 cm |  | 1
17-747-30 | Brunner ligature conductor, 30 cm |  | 1
17-725-20 | Ligature needle, left, sharp, 20 cm |  | 1
17-727-20 | Ligature needle, left, blunt, 20 cm |  | 1
17-765-19 | König ligature conductor, 3 mm, 19.5 cm |  | 1
17-767-19 | König ligature conductor, 5 mm, 19.5 cm |  | 1
57-015-06 C | LONG INSTRUMENTS (SPLEEN/LIVER), CONTAINER AND BASKET
12-201-30 | TC Metzenbaum scissors, curved, 30 cm |  | 1
12-211-28 | TC Metzenbaum scissors, delicate, curved, 28 cm |  | 1
13-000-25 | Standard dressing forceps, straight, 25 cm |  | 2
13-100-25 | Dissecting forceps 1x2, 25 cm |  | 2
13-210-24 | De Bakey forceps, 1.5 mm, straight, 24 cm |  | 2
15-001-30 | Pean forceps, curved, 30 cm |  | 2
15-203-04 | Overholt-Geissendörfer forceps, curved, 27 cm |  | 2
15-203-05 | Overholt-Geissendörfer forceps, curved, 27 cm |  | 2
15-232-30 | Zenker forceps, curved, 30 cm |  | 2
15-647-25 | Satinsky atrauma clamp, curved, 25.0 cm |  | 1
15-647-26 | Satinsky atrauma clamp, curved, 27.0 cm |  | 1
15-653-04 | Harken atrauma clamp, curved, Fig. 4, 23.5 cm |  | 1
16-032-06 | Brunner retractor, curved down 180x30 mm 25 cm |  | 1
16-081-07 | Deaver retractor, Fig. 7, 38 mm, 30 cm |  | 1
16-081-08 | Deaver retractor, Fig. 8, 50 mm, 31 cm |  | 1
16-043-01 | Kelly retractor, 190 x 38 mm, 27 cm |  | 1
16-072-05 | Abdominal spatula, malleable, 330 x 50 mm |  | 1
18-002-30 | Mayo-Hegar TC-needle holder, 30 cm |  | 1
18-004-31 | De Bakey TC-needle holder, 31 cm |  | 1
17-741-30 | Brunner ligature needle, 30 cm |  | 1
17-743-30 | Brunner ligature needle, 30 cm |  | 1
17-745-30 | Brunner ligature conductor, 30 cm |  | 1
17-747-30 | Brunner ligature conductor, 30 cm |  | 1
17-725-20 | Ligature needle, left, sharp, 20 cm |  | 1
17-727-20 | Ligature needle, left, blunt, 20 cm |  | 1
17-765-19 | König ligature conductor, 3 mm, 19.5 cm |  | 1
17-767-19 | König ligature conductor, 5 mm, 19.5 cm |  | 1
55-210-60 | Container bottom, aluminium, 475 x 272 x 96 mm, | non perforated | 1
55-210-90 | Container lid, aluminium, silver, 460 x 285 mm, | perforated | 1
55-290-05 | Wire basket, 405 x 245 x 50 mm |  | 1
55-820-03 | Identification label, red |  | 1
57-015-08 | BURR HOLE SET
10-103-01 | Scalpel handle, standard No. 3 |  | 2
10-380-13 | Tönnis knife, 13.0 cm |  | 2
15-801-08 | Backhaus towel forceps, 8 cm |  | 4
15-801-11 | Backhaus towel forceps, 11 cm |  | 8
15-702-27 | Gross-Maier sponge forceps, straight, 27 cm |  | 4
15-766-14 | Allis tissue forceps, 4x5, straight, 15 cm |  | 2
11-003-14 | Surgical scissors, Fig. 2, curved, 14 cm, | sharp/blunt | 1
11-231-16 | Lexer scissors, curved, 16 cm |  | 1
11-523-17 | Schmieden-Taylor scissors, curved, 17 cm |  | 1
13-100-14 | Dissecting forceps 1x2, 14.5 cm |  | 2
13-061-17 | Taylor forceps, bayonet shaped, dissector end,17cm |  | 2
13-124-16 | Standard dissecting forceps, 2x3, 16 cm |  | 2
13-161-17 | Taylor dissecting forceps, bayonet shape, 17 cm, | dissector end | 2
15-060-12 | Halsted-Mosquito forceps, straight, 12.5 cm |  | 6
15-061-12 | Halsted-Mosquito forceps, curved, 12.5 cm |  | 6
10-910-16 | Yasargil suction tube, Ø 1.5 mm, 150 mm |  | 1
10-910-21 | Yasargil suction tube, Ø 2.0 mm, 150 mm |  | 1
40-355-16 | Williger periosteal elevator, 6 mm, 16 cm |  | 1
20-137-19 | McKenzie applying forceps, curved, 19 cm |  | 1
20-134-01 | Clip carrier, 1 clip holding rack |  | 1
40-135-00 | Gigli handle |  | 2
40-130-50 | Olivecrona wire saw, 500 mm |  | 1
20-158-33 | Martel wire guide, 33 cm |  | 1
20-192-18 | Sachs hook, 18.5 cm |  | 2
20-163-06 | Sachs dissector, 6 mm, 21 cm |  | 2
20-124-07 | Olivecrona spatula, concave, wide 7/9 mm, 18 cm |  | 1
20-124-11 | Olivecrona spatula, concave, wide 11/13 mm, 18 cm |  | 1
20-124-15 | Olivecrona spatula, concave, wide 15/18 mm, 18 cm |  | 1
20-124-18 | Olivecrona spatula, concave, wide 18/22 mm, 18 cm |  | 1
18-016-17 | Senning TC-needle holder, 17 cm |  | 2
18-056-20 | Lichtenberg TC-needle holder, 20 cm |  | 1
57-015-08 C | BURR HOLE SET, CONTAINER AND BASKET
10-103-01 | Scalpel handle, standard No. 3 |  | 2
10-380-13 | Tönnis knife, 13.0 cm |  | 2
15-801-08 | Backhaus towel forceps, 8 cm |  | 4
15-801-11 | Backhaus towel forceps, 11 cm |  | 8
15-702-27 | Gross-Maier sponge forceps, straight, 27 cm |  | 4
15-766-14 | Allis tissue forceps, 4x5, straight, 15 cm |  | 2
11-003-14 | Surgical scissors, Fig. 2, curved, 14 cm, | sharp/blunt | 1
11-231-16 | Lexer scissors, curved, 16 cm |  | 1
11-523-17 | Schmieden-Taylor scissors, curved, 17 cm |  | 1
13-100-14 | Dissecting forceps 1x2, 14.5 cm |  | 2
13-061-17 | Taylor forceps, bayonet shaped, dissector end,17cm |  | 2
13-124-16 | Standard dissecting forceps, 2x3, 16 cm |  | 2
13-161-17 | Taylor dissecting forceps, bayonet shape, 17 cm, | dissector end | 2
15-060-12 | Halsted-Mosquito forceps, straight, 12.5 cm |  | 6
15-061-12 | Halsted-Mosquito forceps, curved, 12.5 cm |  | 6
10-910-16 | Yasargil suction tube, Ø 1.5 mm, 150 mm |  | 1
10-910-21 | Yasargil suction tube, Ø 2.0 mm, 150 mm |  | 1
40-355-16 | Williger periosteal elevator, 6 mm, 16 cm |  | 1
20-137-19 | McKenzie applying forceps, curved, 19 cm |  | 1
20-134-01 | Clip carrier, 1 clip holding rack |  | 1
40-135-00 | Gigli handle |  | 2
40-130-50 | Olivecrona wire saw, 500 mm |  | 1
20-158-33 | Martel wire guide, 33 cm |  | 1
20-192-18 | Sachs hook, 18.5 cm |  | 2
20-163-06 | Sachs dissector, 6 mm, 21 cm |  | 2
20-124-07 | Olivecrona spatula, concave, wide 7/9 mm, 18 cm |  | 1
20-124-11 | Olivecrona spatula, concave, wide 11/13 mm, 18 cm |  | 1
20-124-15 | Olivecrona spatula, concave, wide 15/18 mm, 18 cm |  | 1
20-124-18 | Olivecrona spatula, concave, wide 18/22 mm, 18 cm |  | 1
18-016-17 | Senning TC-needle holder, 17 cm |  | 2
18-056-20 | Lichtenberg TC-needle holder, 20 cm |  | 1
55-110-61 | Container bottom, aluminium, 600 x 272 x 116 mm, | non perforated | 1
55-110-90 | Container lid, aluminium, silver, 585 x 285 mm, | perforated | 1
55-190-05 | Wire basket, 480 x 245 x 50 mm |  | 1
55-820-03 | Identification label, red |  | 1
57-015-10 | THORACOTOMY SET (ADULTS)
30-204-00 | Cooley rip spreader, adult, alu, lateral blades | 30 x 50 mm, spreading 185 mm | 1
40-408-04 | Semb periosteal elevator, 13 mm, 22 cm |  | 1
40-410-01 | Doyen periosteal elevator, adult, left, 17 cm |  | 1
40-410-02 | Doyen periosteal elevator, adult, right, 17 cm |  | 1
40-316-12 | Lexer-Mini osteotome, 12 mm, 18.5 cm |  | 1
30-103-22 | Gluck rip scissors, 22 cm |  | 1
30-109-24 | Lebsche sternal chisel, 24 cm |  | 1
30-265-19 | Sellors rip contractor, 19 cm |  | 1
40-467-08 | Volkmann bone curette, Fig. 4, 17 cm |  | 1
40-467-05 | Volkmann bone curette, Fig. 1, 17 cm |  | 1
40-876-23 | TC wire cutting forceps, 23.5 cm, | hard Ø 2.2 mm / soft Ø 3.0 mm | 1
40-850-14 | Flat nose pliers, 14 cm |  | 1
40-651-18 | Zaufal-Jansen bone rongeur, curved, 18 cm |  | 1
57-015-10 C | THORACOTOMY SET (ADULTS), CONTAINER AND BASKET
30-204-00 | Cooley rip spreader, adult, alu, lateral blades | 30 x 50 mm, spreading 185 mm | 1
40-408-04 | Semb periosteal elevator, 13 mm, 22 cm |  | 1
40-410-01 | Doyen periosteal elevator, adult, left, 17 cm |  | 1
40-410-02 | Doyen periosteal elevator, adult, right, 17 cm |  | 1
40-316-12 | Lexer-Mini osteotome, 12 mm, 18.5 cm |  | 1
30-103-22 | Gluck rip scissors, 22 cm |  | 1
30-109-24 | Lebsche sternal chisel, 24 cm |  | 1
30-265-19 | Sellors rip contractor, 19 cm |  | 1
40-467-08 | Volkmann bone curette, Fig. 4, 17 cm |  | 1
40-467-05 | Volkmann bone curette, Fig. 1, 17 cm |  | 1
40-876-23 | TC wire cutting forceps, 23.5 cm, | hard Ø 2.2 mm / soft Ø 3.0 mm | 1
40-850-14 | Flat nose pliers, 14 cm |  | 1
40-651-18 | Zaufal-Jansen bone rongeur, curved, 18 cm |  | 1
55-210-60 | Container bottom, aluminium, 475 x 272 x 96 mm, | non perforated | 1
55-210-90 | Container lid, aluminium, silver, 460 x 285 mm, | perforated | 1
55-290-05 | Wire basket, 405 x 245 x 50 mm |  | 1
55-820-03 | Identification label, red |  | 1
57-015-12 | PULMONAL INSTRUMENTS SET
15-647-25 | Satinsky atrauma clamp, curved, 25.0 cm |  | 2
15-647-26 | Satinsky atrauma clamp, curved, 27.0 cm |  | 3
15-645-17 | De Bakey atrauma clamp, S-shape, 16.5 cm |  | 2
15-361-19 | Lahey forceps, curved, 19 cm |  | 2
15-647-24 | Satinsky atrauma clamp, curved, 24 cm |  | 1
15-584-21 | Potts atrauma clamp, straight, 21.5 cm |  | 2
15-355-25 | Mixter forceps, curved, 25 cm |  | 1
15-355-22 | Mixter forceps, curved, 22 cm |  | 1
15-732-25 | Atrauma Organ grasping forceps, straight, 25 cm |  | 4
13-208-24 | De Bakey forceps, 2.0 mm, straight, 24 cm |  | 2
18-044-27 | Wangensteen needle holder, 27 cm |  | 2
15-621-25 | Lees atrauma clamp, 90° angled, 25.5 cm |  | 2
30-301-26 | Allison lung spatula, 30 cm, 40 mm |  | 1
30-327-23 | Semb bronchus forceps, strongly curved, 24 cm |  | 1
15-231-30 | Zenker forceps, curved, 30 cm |  | 2
15-232-30 | Zenker forceps, curved, 30 cm |  | 2
40-533-19 | Semb bone holding forceps, 8 mm, without ratchet, | 19 cm | 1
40-665-22 | Luer-Stille bone rongeur, curved, 22 cm |  | 1
40-651-18 | Zaufal-Jansen bone rongeur, curved, 18 cm |  | 1
40-715-28 | Liston bone cutting forceps, curved, 28 cm |  | 1
30-115-28 | Brunner rip scissors, left, 32 cm |  | 1
57-015-12 C | PULMONAL INSTRUMENTS SET, CONTAINER AND BASKET
15-647-25 | Satinsky atrauma clamp, curved, 25.0 cm |  | 2
15-647-26 | Satinsky atrauma clamp, curved, 27.0 cm |  | 3
15-645-17 | De Bakey atrauma clamp, S-shape, 16.5 cm |  | 2
15-361-19 | Lahey forceps, curved, 19 cm |  | 2
15-647-24 | Satinsky atrauma clamp, curved, 24 cm |  | 1
15-584-21 | Potts atrauma clamp, straight, 21.5 cm |  | 2
15-355-25 | Mixter forceps, curved, 25 cm |  | 1
15-355-22 | Mixter forceps, curved, 22 cm |  | 1
15-732-25 | Atrauma Organ grasping forceps, straight, 25 cm |  | 4
13-208-24 | De Bakey forceps, 2.0 mm, straight, 24 cm |  | 2
18-044-27 | Wangensteen needle holder, 27 cm |  | 2
15-621-25 | Lees atrauma clamp, 90° angled, 25.5 cm |  | 2
30-301-26 | Allison lung spatula, 30 cm, 40 mm |  | 1
30-327-23 | Semb bronchus forceps, strongly curved, 24 cm |  | 1
15-231-30 | Zenker forceps, curved, 30 cm |  | 2
15-232-30 | Zenker forceps, curved, 30 cm |  | 2
40-533-19 | Semb bone holding forceps, 8 mm, without ratchet, | 19 cm | 1
40-665-22 | Luer-Stille bone rongeur, curved, 22 cm |  | 1
40-651-18 | Zaufal-Jansen bone rongeur, curved, 18 cm |  | 1
40-715-28 | Liston bone cutting forceps, curved, 28 cm |  | 1
30-115-28 | Brunner rip scissors, left, 32 cm |  | 1
55-110-61 | Container bottom, aluminium, 600 x 272 x 116 mm, | non perforated | 1
55-110-90 | Container lid, aluminium, silver, 585 x 285 mm, | perforated | 1
55-190-05 | Wire basket, 480 x 245 x 50 mm |  | 1
55-820-03 | Identification label, red |  | 1
57-015-14 | TRACHEOTOMY INSTRUMENTS SET
15-703-20 | Gross-Maier sponge forceps, curved, 20 cm |  | 4
15-702-20 | Gross-Maier sponge forceps, straight, 20 cm |  | 2
15-766-14 | Allis tissue forceps, 4x5, straight, 15 cm |  | 2
10-103-01 | Scalpel handle, standard No. 3 |  | 1
10-103-07 | Scalpel handle No. 7 K |  | 1
13-154-15 | Semken dissecting forceps, straight, 1x2, 15 cm |  | 2
13-210-16 | De Bakey forceps, 1.5 mm, straight, 16 cm |  | 2
11-003-14 | Surgical scissors, Fig. 2, curved, 14 cm, | sharp/blunt | 1
11-011-12 | Surgical scissors curved, delicate, Fig.1, 12 cm | blunt/blunt | 1
11-233-16 | Lexer scissors, curved, delicate 16 cm |  | 1
11-553-19 | Potts-Smith scissors 45°, angled, 19 cm |  | 1
15-162-12 | Micro-Mosquito forceps, straight, 1x2, 12 cm |  | 4
15-163-12 | Micro-Mosquito forceps, curved, 1x2, 12 cm |  | 4
15-239-18 | Gemini forceps, curved, 18 cm |  | 1
26-321-02 | Iterson tracheal retractor, blunt, 16 cm |  | 2
16-140-20 | Mini-Langenbeck retractor, 20 x 6 mm, 16 cm |  | 2
16-128-16 | Desmarres vein retractor, 16 mm, 16 cm |  | 2
16-219-13 | Wullstein self retaining retractor, sharp, 3x3, | 13 cm | 1
26-317-13 | Laborde tracheal dilator, 14 cm |  | 1
18-012-15 | Crile-Wood TC-needle holder, 15 cm |  | 1
18-004-18 | De Bakey TC-needle holder, 18 cm, | Mayo Hegar delicate | 1
51-103-08 | Round bowls, Ø 85 mm, H 50 mm, 0.175 l |  | 1
56-100-00 | Needle case, 65 x 15 mm, complete |  | 1
57-015-14 C | TRACHEOTOMY INSTRUMENTS SET, CONTAINER AND BASKET
15-703-20 | Gross-Maier sponge forceps, curved, 20 cm |  | 4
15-702-20 | Gross-Maier sponge forceps, straight, 20 cm |  | 2
15-766-14 | Allis tissue forceps, 4x5, straight, 15 cm |  | 2
10-103-01 | Scalpel handle, standard No. 3 |  | 1
10-103-07 | Scalpel handle No. 7 K |  | 1
13-154-15 | Semken dissecting forceps, straight, 1x2, 15 cm |  | 2
13-210-16 | De Bakey forceps, 1.5 mm, straight, 16 cm |  | 2
11-003-14 | Surgical scissors, Fig. 2, curved, 14 cm, | sharp/blunt | 1
11-011-12 | Surgical scissors curved, delicate, Fig.1, 12 cm | blunt/blunt | 1
11-233-16 | Lexer scissors, curved, delicate 16 cm |  | 1
11-553-19 | Potts-Smith scissors 45°, angled, 19 cm |  | 1
15-162-12 | Micro-Mosquito forceps, straight, 1x2, 12 cm |  | 4
15-163-12 | Micro-Mosquito forceps, curved, 1x2, 12 cm |  | 4
15-239-18 | Gemini forceps, curved, 18 cm |  | 1
26-321-02 | Iterson tracheal retractor, blunt, 16 cm |  | 2
16-140-20 | Mini-Langenbeck retractor, 20 x 6 mm, 16 cm |  | 2
16-128-16 | Desmarres vein retractor, 16 mm, 16 cm |  | 2
16-219-13 | Wullstein self retaining retractor, sharp, 3x3, | 13 cm | 1
26-317-13 | Laborde tracheal dilator, 14 cm |  | 1
18-012-15 | Crile-Wood TC-needle holder, 15 cm |  | 1
18-004-18 | De Bakey TC-needle holder, 18 cm, | Mayo Hegar delicate | 1
51-103-08 | Round bowls, Ø 85 mm, H 50 mm, 0.175 l |  | 1
56-100-00 | Needle case, 65 x 15 mm, complete |  | 1
55-210-60 | Container bottom, aluminium, 475 x 272 x 96 mm, | non perforated | 1
55-210-90 | Container lid, aluminium, silver, 460 x 285 mm, | perforated | 1
55-290-05 | Wire basket, 405 x 245 x 50 mm |  | 1
55-820-03 | Identification label, red |  | 1
57-015-16 | VENAE SECTIO SET (ADULTS)
10-103-01 | Scalpel handle, standard No. 3 |  | 2
13-100-13 | Dissecting forceps 1x2, 13 cm |  | 2
13-160-06 | Micro forceps, 0.6 mm, straight, 15 cm |  | 1
13-060-06 | Micro forceps, 0.6 mm, straight, 15.5 cm |  | 1
15-063-12 | Micro-Mosquito forceps, curved, 12.5 cm |  | 6
15-162-12 | Micro-Mosquito forceps, straight, 1x2, 12 cm |  | 4
15-273-14 | Baby-Adson forceps, curved, 14 cm |  | 1
15-273-18 | Baby-Adson forceps, curved, 18 cm |  | 1
15-825-10 | Tohoku towel forceps, 10 cm |  | 4
15-702-20 | Gross-Maier sponge forceps, straight, 20 cm |  | 2
16-005-02 | Kocher retractor, 2-prongs, sharp, 22 cm |  | 2
16-018-05 | Langenbeck retractor, 40x11 mm |  | 2
16-050-02 | Roux retractor, Fig. 2, 15 cm |  | 2
16-218-16 | Weitlaner self retainig retractor, blunt, | 3x4 teeth, 16.5 cm | 1
16-107-17 | Brom vein hook, curved, 17 cm |  | 1
10-613-14 | Doyen director, curved, 14 cm |  | 1
17-765-19 | König ligature conductor, 3 mm, 19.5 cm |  | 1
17-727-20 | Ligature needle, left, blunt, 20 cm |  | 1
17-717-19 | Cooper ligature needle, 19 cm |  | 1
18-002-16 | Mayo-Hegar TC-needle holder, 16 cm |  | 1
15-766-14 | Allis tissue forceps, 4x5, straight, 15 cm |  | 2
57-015-16 C | VENAE SECTIO SET (ADULTS), CONTAINER AND BASKET
10-103-01 | Scalpel handle, standard No. 3 |  | 2
13-100-13 | Dissecting forceps 1x2, 13 cm |  | 2
13-160-06 | Micro forceps, 0.6 mm, straight, 15 cm |  | 1
13-060-06 | Micro forceps, 0.6 mm, straight, 15.5 cm |  | 1
15-063-12 | Micro-Mosquito forceps, curved, 12.5 cm |  | 6
15-162-12 | Micro-Mosquito forceps, straight, 1x2, 12 cm |  | 4
15-273-14 | Baby-Adson forceps, curved, 14 cm |  | 1
15-273-18 | Baby-Adson forceps, curved, 18 cm |  | 1
15-825-10 | Tohoku towel forceps, 10 cm |  | 4
15-702-20 | Gross-Maier sponge forceps, straight, 20 cm |  | 2
16-005-02 | Kocher retractor, 2-prongs, sharp, 22 cm |  | 2
16-018-05 | Langenbeck retractor, 40x11 mm |  | 2
16-050-02 | Roux retractor, Fig. 2, 15 cm |  | 2
16-218-16 | Weitlaner self retainig retractor, blunt, | 3x4 teeth, 16.5 cm | 1
16-107-17 | Brom vein hook, curved, 17 cm |  | 1
10-613-14 | Doyen director, curved, 14 cm |  | 1
17-765-19 | König ligature conductor, 3 mm, 19.5 cm |  | 1
17-727-20 | Ligature needle, left, blunt, 20 cm |  | 1
17-717-19 | Cooper ligature needle, 19 cm |  | 1
18-002-16 | Mayo-Hegar TC-needle holder, 16 cm |  | 1
15-766-14 | Allis tissue forceps, 4x5, straight, 15 cm |  | 2
55-210-60 | Container bottom, aluminium, 475 x 272 x 96 mm, | non perforated | 1
55-210-90 | Container lid, aluminium, silver, 460 x 285 mm, | perforated | 1
55-290-05 | Wire basket, 405 x 245 x 50 mm |  | 1
55-820-03 | Identification label, red |  | 1
57-015-18 | PAEDIATRIC BASIC INSTRUMENTS SET
10-103-01 | Scalpel handle, standard No. 3 |  | 2
10-103-07 | Scalpel handle No. 7 K |  | 1
15-703-20 | Gross-Maier sponge forceps, curved, 20 cm |  | 2
15-702-20 | Gross-Maier sponge forceps, straight, 20 cm |  | 2
15-766-12 | Baby Allis forceps, 4x5, straight, 12.5 cm |  | 2
15-825-10 | Tohoku towel forceps, 10 cm |  | 6
11-011-12 | Surgical scissors curved, delicate, Fig.1, 12 cm | blunt/blunt | 1
11-441-11 | Iris scissors (M), curved, 11 cm |  | 1
11-003-11 | Surgical scissors, Fig. 2, curved, 11 cm, | sharp/blunt | 1
12-211-14 | TC Metzenbaum scissors, delicate, curved, 14 cm |  | 1
12-253-17 | TC Tönnis-Adson scissors, curved, 17.5 cm |  | 2
13-054-12 | Semken forceps, straight, 12 cm |  | 1
13-054-15 | Semken forceps, straight, 15 cm |  | 1
13-102-13 | Dissecting forceps 1x2, delicate, 13 cm |  | 2
13-000-13 | Standard dressing forceps, straight, 13 cm |  | 2
13-210-16 | De Bakey forceps, 1.5 mm, straight, 16 cm |  | 4
16-128-08 | Desmarres vein retractor, 8 mm, 16 cm |  | 2
16-127-10 | Desmarres vein retractor, 10 mm, 13 cm |  | 2
16-140-10 | Mini-Langenbeck retractor, 10 x 6 mm, 16 cm |  | 2
16-140-17 | Mini-Langenbeck retractor, 17 x 5 mm, 16 cm |  | 2
16-124-02 | Trachea hook, sharp, 2-prongs, 16.5 cm |  | 2
16-018-01 | Langenbeck retractor, 30x11 mm |  | 2
16-021-03 | Obwegeser retractor, flat, 42x11 mm |  | 2
16-021-04 | Obwegeser retractor, flat, 55x12 mm |  | 2
16-052-01 | Mini-Roux retractor, 8 x 6 mm, 14.5 cm |  | 2
16-051-01 | Baby-Roux retractor, 12.5 cm |  | 2
16-221-15 | Mollison self retaining retractor, sharp, 4x4, | 15 cm | 1
16-267-00 | Baby-Collin abdominal retractor complete with | 2 pairs of lateral blades, 18x40 mm and 27x40 mm | 1
15-063-10 | Micro-Mosquito forceps, curved, 10 cm |  | 8
15-062-10 | Micro-Mosquito forceps, straight, 10 cm |  | 8
15-162-10 | Micro-Mosquito forceps, straight, 1x2, 10 cm |  | 8
15-100-14 | Ochsner-Kocher forceps, straight, 14 cm |  | 6
15-273-14 | Baby-Adson forceps, curved, 14 cm |  | 2
15-273-18 | Baby-Adson forceps, curved, 18 cm |  | 2
15-237-16 | Gemini forceps, curved, 16 cm |  | 2
15-343-14 | Baby-Mikulicz forceps, curved, 14 cm |  | 4
10-910-21 | Yasargil suction tube, Ø 2.0 mm, 150 mm |  | 1
10-915-08 | Pool suction cannula, Ø 8 mm, 22.5 cm |  | 1
17-721-13 | Kronecker ligature needle, for right hand, 13 cm |  | 1
17-717-19 | Cooper ligature needle, 19 cm |  | 1
17-765-19 | König ligature conductor, 3 mm, 19.5 cm |  | 1
17-771-22 | Payr ligature conductor, curved, 5 mm, 22 cm |  | 1
17-727-20 | Ligature needle, left, blunt, 20 cm |  | 2
17-729-20 | Ligature needle, left, blunt, 20 cm |  | 2
18-012-15 | Crile-Wood TC-needle holder, 15 cm |  | 1
18-004-18 | De Bakey TC-needle holder, 18 cm, | Mayo Hegar delicate | 2
51-103-08 | Round bowls, Ø 85 mm, H 50 mm, 0.175 l |  | 1
51-103-11 | Round bowls, Ø 100 mm, H 50 mm, 0.25 l |  | 1
57-015-18 C | PAEDIATRIC BASIC INSTRUMENTS SET, CONTAINER AND BASKET
10-103-01 | Scalpel handle, standard No. 3 |  | 2
10-103-07 | Scalpel handle No. 7 K |  | 1
15-703-20 | Gross-Maier sponge forceps, curved, 20 cm |  | 2
15-702-20 | Gross-Maier sponge forceps, straight, 20 cm |  | 2
15-766-12 | Baby Allis forceps, 4x5, straight, 12.5 cm |  | 2
15-825-10 | Tohoku towel forceps, 10 cm |  | 6
11-011-12 | Surgical scissors curved, delicate, Fig.1, 12 cm | blunt/blunt | 1
11-441-11 | Iris scissors (M), curved, 11 cm |  | 1
11-003-11 | Surgical scissors, Fig. 2, curved, 11 cm, | sharp/blunt | 1
12-211-14 | TC Metzenbaum scissors, delicate, curved, 14 cm |  | 1
12-253-17 | TC Tönnis-Adson scissors, curved, 17.5 cm |  | 2
13-054-12 | Semken forceps, straight, 12 cm |  | 1
13-054-15 | Semken forceps, straight, 15 cm |  | 1
13-102-13 | Dissecting forceps 1x2, delicate, 13 cm |  | 2
13-000-13 | Standard dressing forceps, straight, 13 cm |  | 2
13-210-16 | De Bakey forceps, 1.5 mm, straight, 16 cm |  | 4
16-128-08 | Desmarres vein retractor, 8 mm, 16 cm |  | 2
16-127-10 | Desmarres vein retractor, 10 mm, 13 cm |  | 2
16-140-10 | Mini-Langenbeck retractor, 10 x 6 mm, 16 cm |  | 2
16-140-17 | Mini-Langenbeck retractor, 17 x 5 mm, 16 cm |  | 2
16-124-02 | Trachea hook, sharp, 2-prongs, 16.5 cm |  | 2
16-018-01 | Langenbeck retractor, 30x11 mm |  | 2
16-021-03 | Obwegeser retractor, flat, 42x11 mm |  | 2
16-021-04 | Obwegeser retractor, flat, 55x12 mm |  | 2
16-052-01 | Mini-Roux retractor, 8 x 6 mm, 14.5 cm |  | 2
16-051-01 | Baby-Roux retractor, 12.5 cm |  | 2
16-221-15 | Mollison self retaining retractor, sharp, 4x4, | 15 cm | 1
16-267-00 | Baby-Collin abdominal retractor complete with | 2 pairs of lateral blades, 18x40 mm and 27x40 mm | 1
15-063-10 | Micro-Mosquito forceps, curved, 10 cm |  | 8
15-062-10 | Micro-Mosquito forceps, straight, 10 cm |  | 8
15-162-10 | Micro-Mosquito forceps, straight, 1x2, 10 cm |  | 8
15-100-14 | Ochsner-Kocher forceps, straight, 14 cm |  | 6
15-273-14 | Baby-Adson forceps, curved, 14 cm |  | 2
15-273-18 | Baby-Adson forceps, curved, 18 cm |  | 2
15-237-16 | Gemini forceps, curved, 16 cm |  | 2
15-343-14 | Baby-Mikulicz forceps, curved, 14 cm |  | 4
10-910-21 | Yasargil suction tube, Ø 2.0 mm, 150 mm |  | 1
10-915-08 | Pool suction cannula, Ø 8 mm, 22.5 cm |  | 1
17-721-13 | Kronecker ligature needle, for right hand, 13 cm |  | 1
17-717-19 | Cooper ligature needle, 19 cm |  | 1
17-765-19 | König ligature conductor, 3 mm, 19.5 cm |  | 1
17-771-22 | Payr ligature conductor, curved, 5 mm, 22 cm |  | 1
17-727-20 | Ligature needle, left, blunt, 20 cm |  | 2
17-729-20 | Ligature needle, left, blunt, 20 cm |  | 2
18-012-15 | Crile-Wood TC-needle holder, 15 cm |  | 1
18-004-18 | De Bakey TC-needle holder, 18 cm, | Mayo Hegar delicate | 2
51-103-08 | Round bowls, Ø 85 mm, H 50 mm, 0.175 l |  | 1
51-103-11 | Round bowls, Ø 100 mm, H 50 mm, 0.25 l |  | 1
55-110-61 | Container bottom, aluminium, 600 x 272 x 116 mm, | non perforated | 1
55-110-90 | Container lid, aluminium, silver, 585 x 285 mm, | perforated | 1
55-190-05 | Wire basket, 480 x 245 x 50 mm |  | 2
55-820-03 | Identification label, red |  | 1
57-015-20 | THORACOTOMY SET (PAEDIATRIC)
30-201-00 | Cooley rip spreader, baby, alu, lateral blades | 14 x 16 mm, spreading 85 mm | 1
16-018-05 | Langenbeck retractor, 40x11 mm |  | 1
40-408-01 | Semb periosteal elevator, 12 mm, 19 cm |  | 1
40-408-02 | Semb periosteal elevator, 12 mm, 22 cm |  | 1
40-316-12 | Lexer-Mini osteotome, 12 mm, 18.5 cm |  | 1
30-103-22 | Gluck rip scissors, 22 cm |  | 1
30-109-24 | Lebsche sternal chisel, 24 cm |  | 1
30-262-14 | Bailey-Gibbon rip contractor, 16 cm |  | 1
40-467-05 | Volkmann bone curette, Fig. 1, 17 cm |  | 1
40-876-23 | TC wire cutting forceps, 23.5 cm, | hard Ø 2.2 mm / soft Ø 3.0 mm | 2
40-850-14 | Flat nose pliers, 14 cm |  | 1
40-641-03 | Böhler bone rongeur, curved, 3 mm, 15.5 cm |  | 1
57-015-20 C | THORACOTOMY SET (PAEDIATRIC), CONTAINER AND BASKET
30-201-00 | Cooley rip spreader, baby, alu, lateral blades | 14 x 16 mm, spreading 85 mm | 1
16-018-05 | Langenbeck retractor, 40x11 mm |  | 1
40-408-01 | Semb periosteal elevator, 12 mm, 19 cm |  | 1
40-408-02 | Semb periosteal elevator, 12 mm, 22 cm |  | 1
40-316-12 | Lexer-Mini osteotome, 12 mm, 18.5 cm |  | 1
30-103-22 | Gluck rip scissors, 22 cm |  | 1
30-109-24 | Lebsche sternal chisel, 24 cm |  | 1
30-262-14 | Bailey-Gibbon rip contractor, 16 cm |  | 1
40-467-05 | Volkmann bone curette, Fig. 1, 17 cm |  | 1
40-876-23 | TC wire cutting forceps, 23.5 cm, | hard Ø 2.2 mm / soft Ø 3.0 mm | 1
40-850-14 | Flat nose pliers, 14 cm |  | 1
40-641-03 | Böhler bone rongeur, curved, 3 mm, 15.5 cm |  | 1
55-310-60 | Container bottom, aluminium, 310 x 272 x 96 mm, | non perforated | 1
55-310-90 | Container lid, aluminium, silver, 295 x 280 mm, | perforated | 1
55-390-05 | Wire basket, 246 x 246 x 50 mm |  | 1
55-820-03 | Identification label, red |  | 1
57-015-22 | VENAE SECTIO SET (PAEDIATRIC)
15-703-22 | Gross-Maier sponge forceps, curved, 22 cm |  | 2
15-702-20 | Gross-Maier sponge forceps, straight, 20 cm |  | 2
15-825-10 | Tohoku towel forceps, 10 cm |  | 4
15-766-14 | Allis tissue forceps, 4x5, straight, 15 cm |  | 2
10-103-01 | Scalpel handle, standard No. 3 |  | 2
11-011-12 | Surgical scissors curved, delicate, Fig.1, 12 cm | blunt/blunt | 1
11-441-11 | Iris scissors (M), curved, 11 cm |  | 1
11-003-11 | Surgical scissors, Fig. 2, curved, 11 cm, | sharp/blunt | 1
13-054-12 | Semken forceps, straight, 12 cm |  | 2
13-170-18 | Gerald tissue forceps, straight, 18 cm |  | 2
15-063-10 | Micro-Mosquito forceps, curved, 10 cm |  | 4
15-162-12 | Micro-Mosquito forceps, straight, 1x2, 12 cm |  | 4
15-273-14 | Baby-Adson forceps, curved, 14 cm |  | 1
16-124-02 | Trachea hook, sharp, 2-prongs, 16.5 cm |  | 2
16-127-10 | Desmarres vein retractor, 10 mm, 13 cm |  | 2
16-107-17 | Brom vein hook, curved, 17 cm |  | 1
16-217-10 | Weitlaner self retainig retractor, sharp, 2x3, | 11 cm | 1
10-610-13 | Director, 13 cm |  | 1
17-721-13 | Kronecker ligature needle, for right hand, 13 cm |  | 1
18-012-15 | Crile-Wood TC-needle holder, 15 cm |  | 1
57-015-22 C | VENAE SECTIO SET (PAEDIATRIC), CONTAINER AND BASKET
15-703-22 | Gross-Maier sponge forceps, curved, 22 cm |  | 2
15-702-20 | Gross-Maier sponge forceps, straight, 20 cm |  | 2
15-825-10 | Tohoku towel forceps, 10 cm |  | 4
15-766-14 | Allis tissue forceps, 4x5, straight, 15 cm |  | 2
10-103-01 | Scalpel handle, standard No. 3 |  | 2
11-011-12 | Surgical scissors curved, delicate, Fig.1, 12 cm | blunt/blunt | 1
11-441-11 | Iris scissors (M), curved, 11 cm |  | 1
11-003-11 | Surgical scissors, Fig. 2, curved, 11 cm, | sharp/blunt | 1
13-054-12 | Semken forceps, straight, 12 cm |  | 2
13-170-18 | Gerald tissue forceps, straight, 18 cm |  | 2
15-063-10 | Micro-Mosquito forceps, curved, 10 cm |  | 4
15-162-12 | Micro-Mosquito forceps, straight, 1x2, 12 cm |  | 4
15-273-14 | Baby-Adson forceps, curved, 14 cm |  | 1
16-124-02 | Trachea hook, sharp, 2-prongs, 16.5 cm |  | 2
16-127-10 | Desmarres vein retractor, 10 mm, 13 cm |  | 2
16-107-17 | Brom vein hook, curved, 17 cm |  | 1
16-217-10 | Weitlaner self retainig retractor, sharp, 2x3, | 11 cm | 1
10-610-13 | Director, 13 cm |  | 1
17-721-13 | Kronecker ligature needle, for right hand, 13 cm |  | 1
18-012-15 | Crile-Wood TC-needle holder, 15 cm |  | 1
55-310-60 | Container bottom, aluminium, 310 x 272 x 96 mm, | non perforated | 1
55-310-90 | Container lid, aluminium, silver, 295 x 280 mm, | perforated | 1
55-390-05 | Wire basket, 246 x 246 x 50 mm |  | 1
55-820-03 | Identification label, red |  | 1
57-015-24 | TRACHEOTOMY INSTRUMENTS SET (PAEDIATRIC)
10-103-07 | Scalpel handle No. 7 K |  | 2
11-011-12 | Surgical scissors curved, delicate, Fig.1, 12 cm | blunt/blunt | 2
11-439-11 | Iris scissors (M), sickel shaped, 11 cm |  | 2
13-054-12 | Semken forceps, straight, 12 cm |  | 4
13-154-12 | Semken dissecting forceps, straight, 1x2, 12 cm |  | 4
15-063-10 | Micro-Mosquito forceps, curved, 10 cm |  | 8
15-162-10 | Micro-Mosquito forceps, straight, 1x2, 10 cm |  | 8
15-766-14 | Allis tissue forceps, 4x5, straight, 15 cm |  | 4
15-702-20 | Gross-Maier sponge forceps, straight, 20 cm |  | 4
16-108-01 | Graefe-Micro-Hook, sharp, 15 cm |  | 4
16-111-01 | O'Connor hook, wide curve, 16 cm |  | 4
16-138-10 | Senn-Green retractor, 10 x 6 mm, 15 cm |  | 4
26-317-13 | Laborde tracheal dilator, 14 cm |  | 2
18-032-12 | Derf (Wright) TC-needle holder, 12 cm |  | 2
57-015-24 C | TRACHEOTOMY INSTRUMENTS SET (PAEDIATRIC), CONTAINER AND BASKET
10-103-07 | Scalpel handle No. 7 K |  | 2
11-011-12 | Surgical scissors curved, delicate, Fig.1, 12 cm | blunt/blunt | 2
11-439-11 | Iris scissors (M), sickel shaped, 11 cm |  | 2
13-054-12 | Semken forceps, straight, 12 cm |  | 4
13-154-12 | Semken dissecting forceps, straight, 1x2, 12 cm |  | 4
15-063-10 | Micro-Mosquito forceps, curved, 10 cm |  | 8
15-162-10 | Micro-Mosquito forceps, straight, 1x2, 10 cm |  | 8
15-766-14 | Allis tissue forceps, 4x5, straight, 15 cm |  | 4
15-702-20 | Gross-Maier sponge forceps, straight, 20 cm |  | 4
16-108-01 | Graefe-Micro-Hook, sharp, 15 cm |  | 4
16-111-01 | O'Connor hook, wide curve, 16 cm |  | 4
16-138-10 | Senn-Green retractor, 10 x 6 mm, 15 cm |  | 4
26-317-13 | Laborde tracheal dilator, 14 cm |  | 2
18-032-12 | Derf (Wright) TC-needle holder, 12 cm |  | 2
55-510-61 | Container bottom, aluminium, 320 x 186 x 59 mm, | non perforated - for Special container | 1
55-510-90 | Container lid, aluminium, silver, 325 x 192 mm, | perforated - for Special container | 1
55-525-05 | Stainless steel tray 275 x 175 x 45mm, without lid |  | 1
55-820-03 | Identification label, red |  | 1

## Ortho & Traumatology
ITEM CODE | DESCRIPTION | DESCRIPTION 2 | QTY
57-020-00 | SOFT TISSUE MAJOR BASIC SET
15-737-25 | Förster-Ballenger forceps, curved, 25 cm |  | 4
15-702-27 | Gross-Maier sponge forceps, straight, 27 cm |  | 3
15-766-14 | Allis tissue forceps, 4x5, straight, 15 cm |  | 2
15-825-10 | Tohoku towel forceps, 10 cm |  | 8
15-803-11 | Backhaus towel forceps, 11 cm, with holder | for tubing up to Ø 15 mm | 1
10-103-01 | Scalpel handle, standard No. 3 |  | 2
10-104-01 | Scalpel handle, standard No. 4 |  | 1
10-104-04 | Scalpel handle No. 4 L |  | 1
12-201-18 | TC Metzenbaum scissors, curved, 18 cm |  | 2
12-201-20 | TC Metzenbaum scissors, curved, 20 cm |  | 1
12-231-16 | TC Mayo-Lexer scissors, curved, 16 cm |  | 1
12-731-17 W | TC Mayo ligature scissors, curved, 17 cm W |  | 1
11-003-16 | Surgical scissors, Fig. 2, curved, 16 cm, | sharp/blunt | 1
13-000-13 | Standard dressing forceps, straight, 13 cm |  | 2
13-000-20 | Standard dressing forceps, straight, 20 cm |  | 2
13-100-14 | Dissecting forceps 1x2, 14.5 cm |  | 2
13-100-20 | Dissecting forceps 1x2, 20 cm |  | 2
13-210-16 | De Bakey forceps, 1.5 mm, straight, 16 cm |  | 1
13-210-20 | De Bakey forceps, 1.5 mm, straight, 20 cm |  | 1
13-164-18 | Potts-Smith dissecting forceps, straight, 18 cm |  | 1
15-060-12 | Halsted-Mosquito forceps, straight, 12.5 cm |  | 8
15-061-12 | Halsted-Mosquito forceps, curved, 12.5 cm |  | 8
15-049-13 | Baby Crile forceps, curved, 14 cm |  | 4
15-149-13 | Baby Crile forceps, curved, 14 cm |  | 4
15-000-20 | Pean forceps, straight, 20 cm |  | 2
15-100-20 | Ochsner-Kocher forceps, straight, 20 cm |  | 2
15-201-02 | Overholt-Geissendörfer forceps, curved, 21 cm |  | 1
15-201-04 | Overholt-Geissendörfer forceps, curved, 21 cm |  | 1
16-001-04 | Volkmann retractor, 4-prongs, sharp, 22 cm |  | 2
16-001-06 | Volkmann retractor, 6-prongs, sharp, 22 cm |  | 2
16-014-08 | Koerte retractor, sharp, 8-prongs, 24 cm |  | 2
16-018-01 | Langenbeck retractor, 30x11 mm |  | 2
16-018-07 | Langenbeck retractor, 50x11 mm |  | 2
16-050-01 | Roux retractor, Fig. 1, 14 cm |  | 1
10-610-14 | Director, 14.5 cm |  | 1
10-604-14 | Probe with ear, 14.5 cm |  | 1
17-765-19 | König ligature conductor, 3 mm, 19.5 cm |  | 1
17-731-20 | Deschamps ligature needle, left, blunt, 20 cm |  | 1
17-733-20 | Deschamps ligature needle, right, blunt, 20 cm |  | 1
10-914-10 | Poole suction cannula, Ø 10 mm, 22 cm |  | 1
18-012-15 | Crile-Wood TC-needle holder, 15 cm |  | 1
18-002-18 | Mayo-Hegar TC-needle holder, 18 cm |  | 2
18-002-20 | Mayo-Hegar TC-needle holder, 20 cm |  | 1
10-705-08 G | Redon guide needle curved, 8 Charr. | with thread | 1
10-705-12 G | Redon guide needle curved, 12 Charr. | with thread | 1
51-103-08 | Round bowls, Ø 85 mm, H 50 mm, 0.175 l |  | 1
51-103-11 | Round bowls, Ø 100 mm, H 50 mm, 0.25 l |  | 1
56-112-02 | Needle case perforated, with compartments | 150 x 95 x 13 mm | 1
57-020-00 C | SOFT TISSUE MAJOR BASIC SET, CONTAINER AND BASKET
15-737-25 | Förster-Ballenger forceps, curved, 25 cm |  | 4
15-702-27 | Gross-Maier sponge forceps, straight, 27 cm |  | 3
15-766-14 | Allis tissue forceps, 4x5, straight, 15 cm |  | 2
15-825-10 | Tohoku towel forceps, 10 cm |  | 8
15-803-11 | Backhaus towel forceps, 11 cm, with holder | for tubing up to Ø 15 mm | 1
10-103-01 | Scalpel handle, standard No. 3 |  | 2
10-104-01 | Scalpel handle, standard No. 4 |  | 1
10-104-04 | Scalpel handle No. 4 L |  | 1
12-201-18 | TC Metzenbaum scissors, curved, 18 cm |  | 2
12-201-20 | TC Metzenbaum scissors, curved, 20 cm |  | 1
12-231-16 | TC Mayo-Lexer scissors, curved, 16 cm |  | 1
12-731-17 W | TC Mayo ligature scissors, curved, 17 cm W |  | 1
11-003-16 | Surgical scissors, Fig. 2, curved, 16 cm, | sharp/blunt | 1
13-000-13 | Standard dressing forceps, straight, 13 cm |  | 2
13-000-20 | Standard dressing forceps, straight, 20 cm |  | 2
13-100-14 | Dissecting forceps 1x2, 14.5 cm |  | 2
13-100-20 | Dissecting forceps 1x2, 20 cm |  | 2
13-210-16 | De Bakey forceps, 1.5 mm, straight, 16 cm |  | 1
13-210-20 | De Bakey forceps, 1.5 mm, straight, 20 cm |  | 1
13-164-18 | Potts-Smith dissecting forceps, straight, 18 cm |  | 1
15-060-12 | Halsted-Mosquito forceps, straight, 12.5 cm |  | 8
15-061-12 | Halsted-Mosquito forceps, curved, 12.5 cm |  | 8
15-049-13 | Baby Crile forceps, curved, 14 cm |  | 4
15-149-13 | Baby Crile forceps, curved, 14 cm |  | 4
15-000-20 | Pean forceps, straight, 20 cm |  | 2
15-100-20 | Ochsner-Kocher forceps, straight, 20 cm |  | 2
15-201-02 | Overholt-Geissendörfer forceps, curved, 21 cm |  | 1
15-201-04 | Overholt-Geissendörfer forceps, curved, 21 cm |  | 1
16-001-04 | Volkmann retractor, 4-prongs, sharp, 22 cm |  | 2
16-001-06 | Volkmann retractor, 6-prongs, sharp, 22 cm |  | 2
16-014-08 | Koerte retractor, sharp, 8-prongs, 24 cm |  | 2
16-018-01 | Langenbeck retractor, 30x11 mm |  | 2
16-018-07 | Langenbeck retractor, 50x11 mm |  | 2
16-050-01 | Roux retractor, Fig. 1, 14 cm |  | 1
10-610-14 | Director, 14.5 cm |  | 1
10-604-14 | Probe with ear, 14.5 cm |  | 1
17-765-19 | König ligature conductor, 3 mm, 19.5 cm |  | 1
17-731-20 | Deschamps ligature needle, left, blunt, 20 cm |  | 1
17-733-20 | Deschamps ligature needle, right, blunt, 20 cm |  | 1
10-914-10 | Poole suction cannula, Ø 10 mm, 22 cm |  | 1
18-012-15 | Crile-Wood TC-needle holder, 15 cm |  | 1
18-002-18 | Mayo-Hegar TC-needle holder, 18 cm |  | 2
18-002-20 | Mayo-Hegar TC-needle holder, 20 cm |  | 1
10-705-08 G | Redon guide needle curved, 8 Charr. | with thread | 1
10-705-12 G | Redon guide needle curved, 12 Charr. | with thread | 1
51-103-08 | Round bowls, Ø 85 mm, H 50 mm, 0.175 l |  | 1
51-103-11 | Round bowls, Ø 100 mm, H 50 mm, 0.25 l |  | 1
56-112-02 | Needle case perforated, with compartments | 150 x 95 x 13 mm | 1
55-110-62 | Container bottom, aluminium, 600 x 272 x 138 mm, | non perforated | 1
55-110-90 | Container lid, aluminium, silver, 585 x 285 mm, | perforated | 1
55-190-05 | Wire basket, 480 x 245 x 50 mm |  | 2
55-820-03 | Identification label, red |  | 1
57-020-02 | SOFT TISSUE MINOR BASIC SET
15-703-27 | Gross-Maier sponge forceps, curved, 27 cm |  | 4
15-702-27 | Gross-Maier sponge forceps, straight, 27 cm |  | 2
15-766-15 | Allis tissue forceps, 5x6, straight, 15 cm |  | 2
15-825-10 | Tohoku towel forceps, 10 cm |  | 6
15-803-11 | Backhaus towel forceps, 11 cm, with holder | for tubing up to Ø 15 mm | 1
10-103-01 | Scalpel handle, standard No. 3 |  | 1
10-104-01 | Scalpel handle, standard No. 4 |  | 1
13-000-14 | Standard dressing forceps, straight, 14.5 cm |  | 2
13-000-18 | Standard dressing forceps, straight, 18 cm |  | 2
13-100-14 | Dissecting forceps 1x2, 14.5 cm |  | 2
13-100-18 | Dissecting forceps 1x2, 18 cm |  | 2
13-058-17 | Taylor, forceps, straight, 17 cm with scarper |  | 1
11-201-18 | Metzenbaum scissors, curved, Fig. 1, 18 cm |  | 2
11-201-20 | Metzenbaum scissors, curved, Fig. 1, 20 cm |  | 1
11-002-16 | Surgical scissors, Fig. 2, straight, 16 cm, | sharp/blunt | 1
12-731-17 W | TC Mayo ligature scissors, curved, 17 cm W |  | 1
11-441-11 | Iris scissors (M), curved, 11 cm |  | 1
11-011-12 | Surgical scissors curved, delicate, Fig.1, 12 cm | blunt/blunt | 1
15-160-12 | Halsted-Mosquito forceps, straight, 1x2, 12 cm |  | 4
15-161-12 | Halsted-Mosquito forceps, curved, 1x2, 12 cm |  | 4
15-061-12 | Halsted-Mosquito forceps, curved, 12.5 cm |  | 4
15-000-20 | Pean forceps, straight, 20 cm |  | 1
15-201-03 | Overholt-Geissendörfer forceps, curved, 21 cm |  | 1
16-007-04 | Kocher retractor, 4-prongs, blunt, 22 cm |  | 2
16-007-02 | Kocher retractor, 2-prongs, blunt, 22 cm |  | 2
16-133-12 | Cushing vein hook, 12 mm, 20 cm |  | 2
16-050-01 | Roux retractor, Fig. 1, 14 cm |  | 1
16-018-15 | Langenbeck retractor, hollow handle, 40x11 mm |  | 2
18-002-18 | Mayo-Hegar TC-needle holder, 18 cm |  | 1
18-004-20 | De Bakey TC-needle holder, 20 cm, | Mayo Hegar delicate | 1
18-012-15 | Crile-Wood TC-needle holder, 15 cm |  | 1
17-731-20 | Deschamps ligature needle, left, blunt, 20 cm |  | 1
17-767-19 | König ligature conductor, 5 mm, 19.5 cm |  | 1
10-613-14 | Doyen director, curved, 14 cm |  | 1
17-721-13 | Kronecker ligature needle, for right hand, 13 cm |  | 1
10-602-16 | Probe, Ø 2 mm, 16 cm |  | 1
10-705-08 G | Redon guide needle curved, 8 Charr. | with thread | 1
10-705-12 G | Redon guide needle curved, 12 Charr. | with thread | 1
15-703-20 | Gross-Maier sponge forceps, curved, 20 cm |  | 1
51-105-11 | Round bowls, Ø 116 mm, H 35 mm, 0.30 l |  | 2
56-112-02 | Needle case perforated, with compartments | 150 x 95 x 13 mm | 1
57-020-02 C | SOFT TISSUE MINOR BASIC SET, CONTAINER AND BASKET
15-703-27 | Gross-Maier sponge forceps, curved, 27 cm |  | 4
15-702-27 | Gross-Maier sponge forceps, straight, 27 cm |  | 2
15-766-15 | Allis tissue forceps, 5x6, straight, 15 cm |  | 2
15-825-10 | Tohoku towel forceps, 10 cm |  | 6
15-803-11 | Backhaus towel forceps, 11 cm, with holder | for tubing up to Ø 15 mm | 1
10-103-01 | Scalpel handle, standard No. 3 |  | 1
10-104-01 | Scalpel handle, standard No. 4 |  | 1
13-000-14 | Standard dressing forceps, straight, 14.5 cm |  | 2
13-000-18 | Standard dressing forceps, straight, 18 cm |  | 2
13-100-14 | Dissecting forceps 1x2, 14.5 cm |  | 2
13-100-18 | Dissecting forceps 1x2, 18 cm |  | 2
13-058-17 | Taylor, forceps, straight, 17 cm with scarper |  | 1
11-201-18 | Metzenbaum scissors, curved, Fig. 1, 18 cm |  | 2
11-201-20 | Metzenbaum scissors, curved, Fig. 1, 20 cm |  | 1
11-002-16 | Surgical scissors, Fig. 2, straight, 16 cm, | sharp/blunt | 1
12-731-17 W | TC Mayo ligature scissors, curved, 17 cm W |  | 1
11-441-11 | Iris scissors (M), curved, 11 cm |  | 1
11-011-12 | Surgical scissors curved, delicate, Fig.1, 12 cm | blunt/blunt | 1
15-160-12 | Halsted-Mosquito forceps, straight, 1x2, 12 cm |  | 4
15-161-12 | Halsted-Mosquito forceps, curved, 1x2, 12 cm |  | 4
15-061-12 | Halsted-Mosquito forceps, curved, 12.5 cm |  | 4
15-000-20 | Pean forceps, straight, 20 cm |  | 1
15-201-03 | Overholt-Geissendörfer forceps, curved, 21 cm |  | 1
16-007-04 | Kocher retractor, 4-prongs, blunt, 22 cm |  | 2
16-007-02 | Kocher retractor, 2-prongs, blunt, 22 cm |  | 2
16-133-12 | Cushing vein hook, 12 mm, 20 cm |  | 2
16-050-01 | Roux retractor, Fig. 1, 14 cm |  | 1
16-018-15 | Langenbeck retractor, hollow handle, 40x11 mm |  | 2
18-002-18 | Mayo-Hegar TC-needle holder, 18 cm |  | 1
18-004-20 | De Bakey TC-needle holder, 20 cm, | Mayo Hegar delicate | 1
18-012-15 | Crile-Wood TC-needle holder, 15 cm |  | 1
17-731-20 | Deschamps ligature needle, left, blunt, 20 cm |  | 1
17-767-19 | König ligature conductor, 5 mm, 19.5 cm |  | 1
10-613-14 | Doyen director, curved, 14 cm |  | 1
17-721-13 | Kronecker ligature needle, for right hand, 13 cm |  | 1
10-602-16 | Probe, Ø 2 mm, 16 cm |  | 1
10-705-08 G | Redon guide needle curved, 8 Charr. | with thread | 1
10-705-12 G | Redon guide needle curved, 12 Charr. | with thread | 1
15-703-20 | Gross-Maier sponge forceps, curved, 20 cm |  | 1
51-105-11 | Round bowls, Ø 116 mm, H 35 mm, 0.30 l |  | 2
56-112-02 | Needle case perforated, with compartments | 150 x 95 x 13 mm | 1
55-110-61 | Container bottom, aluminium, 600 x 272 x 116 mm, | non perforated | 1
55-110-90 | Container lid, aluminium, silver, 585 x 285 mm, | perforated | 1
55-190-05 | Wire basket, 480 x 245 x 50 mm |  | 1
55-820-03 | Identification label, red |  | 1
57-020-04 | BONE INSTRUMENTS LARGE SET
16-017-06 | Israel retractor, 6-prong. 50x60 mm 25.5 cm |  | 2
40-428-00 | Hohmann bone lever, 8 mm, 22 cm |  | 2
40-428-02 | Hohmann bone lever, 18 mm, 24 cm |  | 2
40-428-03 | Hohmann bone lever, 44 mm, 24 cm |  | 1
40-428-04 | Hohmann bone lever, strongly curved, 65 mm, 25.5cm |  | 1
40-420-05 | Martin Langenbeck elevator, 5 mm, 17 cm |  | 1
40-420-07 | Martin Langenbeck elevator, 7 mm, 17 cm |  | 1
40-420-08 | Martin Langenbeck elevator, 8 mm, 17 cm |  | 1
40-420-10 | Martin Langenbeck elevator, 10 mm, 19.5 cm |  | 1
40-422-02 | Williger elevator, 7 mm, 17 cm |  | 2
40-422-01 | Williger elevator, 5.5 mm, 16 cm |  | 2
40-417-01 | Martin cushing periosteal elevator, 4 mm, 17 cm |  | 1
40-417-02 | Martin cushing periosteal elevator, 6 mm, 17 cm |  | 1
40-417-03 | Martin cushing periosteal elevator, 6 mm, 19.5 cm |  | 1
40-417-04 | Martin cushing periosteal elevator, 7 mm, 19.5 cm |  | 1
40-355-14 | Williger periosteal elevator, 4.2 mm, 13 cm |  | 1
40-355-16 | Williger periosteal elevator, 6 mm, 16 cm |  | 1
16-001-01 | Volkmann retractor, 1-prong, sharp, 22 cm |  | 2
16-003-01 | Volkmann retractor, 1-prong, blunt, 22 cm |  | 2
16-005-01 | Kocher retractor, 1-prong, sharp, 22 cm |  | 2
16-007-01 | Kocher retractor, 1-prong, blunt, 22 cm |  | 2
40-320-07 | Lexer osteotome, flat, 7 mm, 22 cm |  | 1
40-320-10 | Lexer osteotome, flat, 10 mm, 22 cm |  | 1
40-320-15 | Lexer osteotome, flat, 15 mm, 22 cm |  | 1
40-320-20 | Lexer osteotome, flat, 20 mm, 22 cm |  | 1
40-320-25 | Lexer osteotome, flat, 25 mm, 22 cm |  | 1
40-320-30 | Lexer osteotome, flat, 30 mm, 22 cm |  | 1
40-322-07 | Lexer gouge, 7 mm, 22 cm |  | 1
40-322-10 | Lexer gouge, 10 mm, 22 cm |  | 1
40-322-15 | Lexer gouge, 15 mm, 22 cm |  | 1
40-322-20 | Lexer gouge, 20 mm, 22 cm |  | 1
40-322-25 | Lexer gouge, 25 mm, 22 cm |  | 1
40-322-30 | Lexer gouge, 30 mm, 22 cm |  | 1
40-230-45 | Mallet with aluminium handle, Ø 35 mm, 450 g, | 26.5 cm | 1
40-230-90 | Mallet with aluminium handle, Ø 45 mm, 900 g, | 26.5 cm | 1
40-825-45 | Wire guide, 45 mm, 24.5 cm, PTFE handle |  | 1
40-825-70 | Wire guide, 70 mm, 23 cm, PTFE handle |  | 1
40-862-02 | Extraction pliers for wires, 18 cm |  | 1
40-852-16 | Hackstock flat nose pliers, with groove, 16 cm |  | 1
40-854-01 | Flat nose pliers, serrated, 17 cm |  | 1
40-873-16 | TC wire cutting forceps, double, 16 cm, | hard Ø 1.7 mm / soft Ø 2.0 mm | 1
40-873-22 | TC wire cutting forceps, angled, 22 cm, | hard Ø 2.2 mm / soft Ø 3.0 mm | 1
40-549-19 | Bone holding forceps, self holding, 19 cm |  | 2
40-549-24 | Bone holding forceps, self holding, 24 cm |  | 2
40-549-26 | Bone holding forceps, self holding, 26 cm |  | 2
40-251-02 | Tamper, Ø 2 mm, 16 cm |  | 1
40-251-03 | Tamper, Ø 3 mm, 16 cm |  | 1
40-251-04 | Tamper, Ø 4 mm, 16 cm |  | 1
40-251-05 | Tamper, Ø 5 mm, 16 cm |  | 1
40-251-06 | Tamper, Ø 6 mm, 16 cm |  | 1
40-251-08 | Tamper, Ø 8 mm, 16 cm |  | 1
40-251-10 | Tamper, Ø 10 mm, 16 cm |  | 1
40-707-19 | Liston bone cutting forceps, angled, 20 cm |  | 1
40-701-17 | Cleveland bone cutting forceps, curved, 17 cm |  | 1
40-709-15 | Böhler bone cutting forceps, 14.5 cm, | curved forwards | 1
40-607-14 | Luer-Friedmann bone rongeur, slightly curved, | 14.5 cm | 1
40-619-17 | Hartmann-Bane bone rongeur, curved, 17 cm |  | 1
40-665-22 | Luer-Stille bone rongeur, curved, 22 cm |  | 1
40-466-02 | Schede bone curette, Fig. 000, 17 cm |  | 1
40-466-03 | Schede bone curette, Fig. 00, 17 cm |  | 1
40-466-04 | Schede bone curette, Fig. 0, 17 cm |  | 1
40-466-05 | Schede bone curette, Fig. 1, 17 cm |  | 1
40-466-06 | Schede bone curette, Fig. 2, 17 cm |  | 1
40-466-07 | Schede bone curette, Fig. 3, 17 cm |  | 1
40-466-08 | Schede bone curette, Fig. 4, 17 cm |  | 1
40-528-20 | Langenbeck bone holding forceps, 5 mm, 20 cm |  | 1
40-533-19 | Semb bone holding forceps, 8 mm, without ratchet, | 19 cm | 1
13-173-15 | Adlerkreutz forceps, 2x3, 15 cm |  | 1
13-173-20 | Adlerkreutz forceps, 2x3, 20 cm |  | 1
11-167-22 | Mayo-Harrington, scissors, curved, 22 cm |  | 1
10-818-03 | Schmid vessel irregation cannula, Ø 3 mm |  | 2
10-818-04 | Schmid vessel irregation cannula, Ø 4 mm |  | 2
10-818-05 | Schmid vessel irregation cannula, Ø 5 mm |  | 2
12-721-12 | TC Universal scissors, angled, 12 cm, | one blade serrated | 1
10-705-10 G | Redon guide needle curved, 10 Charr. | with thread | 1
10-705-12 G | Redon guide needle curved, 12 Charr. | with thread | 1
10-705-14 G | Redon guide needle curved, 14 Charr. | with thread | 1
57-020-04 C | BONE INSTRUMENTS LARGE SET, CONTAINER AND BASKET
16-017-06 | Israel retractor, 6-prong. 50x60 mm 25.5 cm |  | 2
40-428-00 | Hohmann bone lever, 8 mm, 22 cm |  | 2
40-428-02 | Hohmann bone lever, 18 mm, 24 cm |  | 2
40-428-03 | Hohmann bone lever, 44 mm, 24 cm |  | 1
40-428-04 | Hohmann bone lever, strongly curved, 65 mm, 25.5cm |  | 1
40-420-05 | Martin Langenbeck elevator, 5 mm, 17 cm |  | 1
40-420-07 | Martin Langenbeck elevator, 7 mm, 17 cm |  | 1
40-420-08 | Martin Langenbeck elevator, 8 mm, 17 cm |  | 1
40-420-10 | Martin Langenbeck elevator, 10 mm, 19.5 cm |  | 1
40-422-02 | Williger elevator, 7 mm, 17 cm |  | 2
40-422-01 | Williger elevator, 5.5 mm, 16 cm |  | 2
40-417-01 | Martin cushing periosteal elevator, 4 mm, 17 cm |  | 1
40-417-02 | Martin cushing periosteal elevator, 6 mm, 17 cm |  | 1
40-417-03 | Martin cushing periosteal elevator, 6 mm, 19.5 cm |  | 1
40-417-04 | Martin cushing periosteal elevator, 7 mm, 19.5 cm |  | 1
40-355-14 | Williger periosteal elevator, 4.2 mm, 13 cm |  | 1
40-355-16 | Williger periosteal elevator, 6 mm, 16 cm |  | 1
16-001-01 | Volkmann retractor, 1-prong, sharp, 22 cm |  | 2
16-003-01 | Volkmann retractor, 1-prong, blunt, 22 cm |  | 2
16-005-01 | Kocher retractor, 1-prong, sharp, 22 cm |  | 2
16-007-01 | Kocher retractor, 1-prong, blunt, 22 cm |  | 2
40-320-07 | Lexer osteotome, flat, 7 mm, 22 cm |  | 1
40-320-10 | Lexer osteotome, flat, 10 mm, 22 cm |  | 1
40-320-15 | Lexer osteotome, flat, 15 mm, 22 cm |  | 1
40-320-20 | Lexer osteotome, flat, 20 mm, 22 cm |  | 1
40-320-25 | Lexer osteotome, flat, 25 mm, 22 cm |  | 1
40-320-30 | Lexer osteotome, flat, 30 mm, 22 cm |  | 1
40-322-07 | Lexer gouge, 7 mm, 22 cm |  | 1
40-322-10 | Lexer gouge, 10 mm, 22 cm |  | 1
40-322-15 | Lexer gouge, 15 mm, 22 cm |  | 1
40-322-20 | Lexer gouge, 20 mm, 22 cm |  | 1
40-322-25 | Lexer gouge, 25 mm, 22 cm |  | 1
40-322-30 | Lexer gouge, 30 mm, 22 cm |  | 1
40-230-45 | Mallet with aluminium handle, Ø 35 mm, 450 g, | 26.5 cm | 1
40-230-90 | Mallet with aluminium handle, Ø 45 mm, 900 g, | 26.5 cm | 1
40-825-45 | Wire guide, 45 mm, 24.5 cm, PTFE handle |  | 1
40-825-70 | Wire guide, 70 mm, 23 cm, PTFE handle |  | 1
40-862-02 | Extraction pliers for wires, 18 cm |  | 1
40-852-16 | Hackstock flat nose pliers, with groove, 16 cm |  | 1
40-854-01 | Flat nose pliers, serrated, 17 cm |  | 1
40-873-16 | TC wire cutting forceps, double, 16 cm, | hard Ø 1.7 mm / soft Ø 2.0 mm | 1
40-873-22 | TC wire cutting forceps, angled, 22 cm, | hard Ø 2.2 mm / soft Ø 3.0 mm | 1
40-549-19 | Bone holding forceps, self holding, 19 cm |  | 2
40-549-24 | Bone holding forceps, self holding, 24 cm |  | 2
40-549-26 | Bone holding forceps, self holding, 26 cm |  | 2
40-251-02 | Tamper, Ø 2 mm, 16 cm |  | 1
40-251-03 | Tamper, Ø 3 mm, 16 cm |  | 1
40-251-04 | Tamper, Ø 4 mm, 16 cm |  | 1
40-251-05 | Tamper, Ø 5 mm, 16 cm |  | 1
40-251-06 | Tamper, Ø 6 mm, 16 cm |  | 1
40-251-08 | Tamper, Ø 8 mm, 16 cm |  | 1
40-251-10 | Tamper, Ø 10 mm, 16 cm |  | 1
40-707-19 | Liston bone cutting forceps, angled, 20 cm |  | 1
40-701-17 | Cleveland bone cutting forceps, curved, 17 cm |  | 1
40-709-15 | Böhler bone cutting forceps, 14.5 cm, | curved forwards | 1
40-607-14 | Luer-Friedmann bone rongeur, slightly curved, | 14.5 cm | 1
40-619-17 | Hartmann-Bane bone rongeur, curved, 17 cm |  | 1
40-665-22 | Luer-Stille bone rongeur, curved, 22 cm |  | 1
40-466-02 | Schede bone curette, Fig. 000, 17 cm |  | 1
40-466-03 | Schede bone curette, Fig. 00, 17 cm |  | 1
40-466-04 | Schede bone curette, Fig. 0, 17 cm |  | 1
40-466-05 | Schede bone curette, Fig. 1, 17 cm |  | 1
40-466-06 | Schede bone curette, Fig. 2, 17 cm |  | 1
40-466-07 | Schede bone curette, Fig. 3, 17 cm |  | 1
40-466-08 | Schede bone curette, Fig. 4, 17 cm |  | 1
40-528-20 | Langenbeck bone holding forceps, 5 mm, 20 cm |  | 1
40-533-19 | Semb bone holding forceps, 8 mm, without ratchet, | 19 cm | 1
13-173-15 | Adlerkreutz forceps, 2x3, 15 cm |  | 1
13-173-20 | Adlerkreutz forceps, 2x3, 20 cm |  | 1
11-167-22 | Mayo-Harrington, scissors, curved, 22 cm |  | 1
10-818-03 | Schmid vessel irregation cannula, Ø 3 mm |  | 2
10-818-04 | Schmid vessel irregation cannula, Ø 4 mm |  | 2
10-818-05 | Schmid vessel irregation cannula, Ø 5 mm |  | 2
12-721-12 | TC Universal scissors, angled, 12 cm, | one blade serrated | 1
10-705-10 G | Redon guide needle curved, 10 Charr. | with thread | 1
10-705-12 G | Redon guide needle curved, 12 Charr. | with thread | 1
10-705-14 G | Redon guide needle curved, 14 Charr. | with thread | 1
55-110-62 | Container bottom, aluminium, 600 x 272 x 138 mm, | non perforated | 1
55-110-90 | Container lid, aluminium, silver, 585 x 285 mm, | perforated | 1
55-190-05 | Wire basket, 480 x 245 x 50 mm |  | 2
55-820-03 | Identification label, red |  | 1
57-020-06 | BONE INSTRUMENTS SMALL SET
40-425-02 | Mini-Hohmann bone lever, 2 / 6 mm, 16 cm |  | 2
40-424-03 | Bone lever, 6 mm, 15 cm |  | 2
40-355-14 | Williger periosteal elevator, 4.2 mm, 13 cm |  | 2
40-422-01 | Williger elevator, 5.5 mm, 16 cm |  | 2
27-504-03 | Rosen raspatory, round edge, 16 cm |  | 2
16-124-01 | Trachea hook, sharp, 1-prong, 16.5 cm |  | 2
16-001-01 | Volkmann retractor, 1-prong, sharp, 22 cm |  | 2
40-265-02 | Partsch chisel, 14 cm, 2 mm |  | 1
40-265-03 | Partsch chisel, 14 cm, 3 mm |  | 1
40-263-04 | Chisel, 4 mm, 14 cm |  | 1
40-265-05 | Partsch chisel, 14 cm, 5 mm |  | 1
40-263-06 | Chisel, 6 mm, 14 cm |  | 1
40-267-02 | Partsch gouge, 14 cm, 2 mm |  | 1
40-267-03 | Partsch gouge, 14 cm, 3 mm |  | 1
40-267-04 | Partsch gouge, 14 cm, 4 mm |  | 1
40-267-05 | Partsch gouge, 14 cm, 5 mm |  | 1
40-264-06 | Gouge, 6 mm, 14 cm |  | 1
40-218-19 | Lucae mallet, Ø 19 mm, 230 g, 19.5 cm |  | 1
17-731-20 | Deschamps ligature needle, left, blunt, 20 cm |  | 2
40-850-14 | Flat nose pliers, 14 cm |  | 1
40-852-16 | Hackstock flat nose pliers, with groove, 16 cm |  | 1
40-873-16 | TC wire cutting forceps, double, 16 cm, | hard Ø 1.7 mm / soft Ø 2.0 mm | 1
40-741-14 | Reduction forceps, curved, 14.5 cm |  | 1
40-503-13 | Reposition forceps, for small fragments, 13.5 cm |  | 1
40-551-17 | Verbrugge bone holding forceps, 17 cm |  | 2
40-468-01 | Spratt bone curette, Fig. 0000, 17 cm |  | 1
40-468-02 | Spratt bone curette, Fig. 000, 17 cm |  | 1
40-468-03 | Spratt bone curette, Fig. 00, 17 cm |  | 1
40-468-04 | Spratt bone curette, Fig. 0, 17 cm |  | 1
40-468-05 | Spratt bone curette, Fig. 1, 17 cm |  | 1
12-721-12 | TC Universal scissors, angled, 12 cm, | one blade serrated | 1
40-251-02 | Tamper, Ø 2 mm, 16 cm |  | 1
40-251-03 | Tamper, Ø 3 mm, 16 cm |  | 1
40-251-04 | Tamper, Ø 4 mm, 16 cm |  | 1
10-818-04 | Schmid vessel irregation cannula, Ø 4 mm |  | 1
10-705-08 G | Redon guide needle curved, 8 Charr. | with thread | 1
10-705-10 G | Redon guide needle curved, 10 Charr. | with thread | 1
57-020-06 C | BONE INSTRUMENTS SMALL SET, CONTAINER AND BASKET
40-425-02 | Mini-Hohmann bone lever, 2 / 6 mm, 16 cm |  | 2
40-424-03 | Bone lever, 6 mm, 15 cm |  | 2
40-355-14 | Williger periosteal elevator, 4.2 mm, 13 cm |  | 2
40-422-01 | Williger elevator, 5.5 mm, 16 cm |  | 2
27-504-03 | Rosen raspatory, round edge, 16 cm |  | 2
16-124-01 | Trachea hook, sharp, 1-prong, 16.5 cm |  | 2
16-001-01 | Volkmann retractor, 1-prong, sharp, 22 cm |  | 2
40-265-02 | Partsch chisel, 14 cm, 2 mm |  | 1
40-265-03 | Partsch chisel, 14 cm, 3 mm |  | 1
40-263-04 | Chisel, 4 mm, 14 cm |  | 1
40-265-05 | Partsch chisel, 14 cm, 5 mm |  | 1
40-263-06 | Chisel, 6 mm, 14 cm |  | 1
40-267-02 | Partsch gouge, 14 cm, 2 mm |  | 1
40-267-03 | Partsch gouge, 14 cm, 3 mm |  | 1
40-267-04 | Partsch gouge, 14 cm, 4 mm |  | 1
40-267-05 | Partsch gouge, 14 cm, 5 mm |  | 1
40-264-06 | Gouge, 6 mm, 14 cm |  | 1
40-218-19 | Lucae mallet, Ø 19 mm, 230 g, 19.5 cm |  | 1
17-731-20 | Deschamps ligature needle, left, blunt, 20 cm |  | 2
40-850-14 | Flat nose pliers, 14 cm |  | 1
40-852-16 | Hackstock flat nose pliers, with groove, 16 cm |  | 1
40-873-16 | TC wire cutting forceps, double, 16 cm, | hard Ø 1.7 mm / soft Ø 2.0 mm | 1
40-741-14 | Reduction forceps, curved, 14.5 cm |  | 1
40-503-13 | Reposition forceps, for small fragments, 13.5 cm |  | 1
40-551-17 | Verbrugge bone holding forceps, 17 cm |  | 2
40-468-01 | Spratt bone curette, Fig. 0000, 17 cm |  | 1
40-468-02 | Spratt bone curette, Fig. 000, 17 cm |  | 1
40-468-03 | Spratt bone curette, Fig. 00, 17 cm |  | 1
40-468-04 | Spratt bone curette, Fig. 0, 17 cm |  | 1
40-468-05 | Spratt bone curette, Fig. 1, 17 cm |  | 1
12-721-12 | TC Universal scissors, angled, 12 cm, | one blade serrated | 1
40-251-02 | Tamper, Ø 2 mm, 16 cm |  | 1
40-251-03 | Tamper, Ø 3 mm, 16 cm |  | 1
40-251-04 | Tamper, Ø 4 mm, 16 cm |  | 1
10-818-04 | Schmid vessel irregation cannula, Ø 4 mm |  | 1
10-705-08 G | Redon guide needle curved, 8 Charr. | with thread | 1
10-705-10 G | Redon guide needle curved, 10 Charr. | with thread | 1
55-110-61 | Container bottom, aluminium, 600 x 272 x 116 mm, | non perforated | 1
55-110-90 | Container lid, aluminium, silver, 585 x 285 mm, | perforated | 1
55-190-05 | Wire basket, 480 x 245 x 50 mm |  | 1
55-820-03 | Identification label, red |  | 1
57-020-08 | ARTHROSCOPY INCISION INSTRUMENTS
10-103-01 | Scalpel handle, standard No. 3 |  | 1
11-003-14 | Surgical scissors, Fig. 2, curved, 14 cm, | sharp/blunt | 1
13-100-14 | Dissecting forceps 1x2, 14.5 cm |  | 1
18-012-15 | Crile-Wood TC-needle holder, 15 cm |  | 1
15-703-27 | Gross-Maier sponge forceps, curved, 27 cm |  | 2
57-020-08 C | ARTHROSCOPY INCISION INSTRUMENTS, CONTAINER AND BASKET
10-103-01 | Scalpel handle, standard No. 3 |  | 1
11-003-14 | Surgical scissors, Fig. 2, curved, 14 cm, | sharp/blunt | 1
13-100-14 | Dissecting forceps 1x2, 14.5 cm |  | 1
18-012-15 | Crile-Wood TC-needle holder, 15 cm |  | 1
15-703-27 | Gross-Maier sponge forceps, curved, 27 cm |  | 2
55-210-60 | Container bottom, aluminium, 475 x 272 x 96 mm, | non perforated | 1
55-210-90 | Container lid, aluminium, silver, 460 x 285 mm, | perforated | 1
55-290-05 | Wire basket, 405 x 245 x 50 mm |  | 1
55-820-03 | Identification label, red |  | 1
57-020-10 | ARTHROTOMY INSTRUMENTS SET
16-018-05 | Langenbeck retractor, 40x11 mm |  | 2
16-018-07 | Langenbeck retractor, 50x11 mm |  | 2
16-126-01 | Trachea hook, blunt, 1-prong, 16.5 cm |  | 2
40-751-01 | Salenius meniscus knife, curved left, 22 cm |  | 2
40-751-02 | Salenius meniscus knife, curved right, 22 cm |  | 2
40-755-01 | Smillie meniscus knife, straight, 17 cm |  | 2
40-755-03 | Smillie meniscus knife, right curved, 17 cm |  | 1
40-755-02 | Smillie meniscus knife, left curved, 17 cm |  | 1
40-747-01 | Neff meniscus knife, curved left, 21.5 cm |  | 1
40-747-02 | Neff meniscus knife, curved right, 21.5 cm |  | 1
40-774-20 | Tendon forceps, straight, 1 x 2, 20.5 cm |  | 1
40-775-20 | Tendon forceps, curved, 1 x 2, 20.5 cm |  | 1
12-211-20 | TC Metzenbaum scissors, delicate, curved, 20 cm |  | 1
57-020-10 C | ARTHROTOMY INSTRUMENTS SET, CONTAINER AND BASKET
16-018-05 | Langenbeck retractor, 40x11 mm |  | 2
16-018-07 | Langenbeck retractor, 50x11 mm |  | 2
16-126-01 | Trachea hook, blunt, 1-prong, 16.5 cm |  | 2
40-751-01 | Salenius meniscus knife, curved left, 22 cm |  | 2
40-751-02 | Salenius meniscus knife, curved right, 22 cm |  | 2
40-755-01 | Smillie meniscus knife, straight, 17 cm |  | 2
40-755-03 | Smillie meniscus knife, right curved, 17 cm |  | 1
40-755-02 | Smillie meniscus knife, left curved, 17 cm |  | 1
40-747-01 | Neff meniscus knife, curved left, 21.5 cm |  | 1
40-747-02 | Neff meniscus knife, curved right, 21.5 cm |  | 1
40-774-20 | Tendon forceps, straight, 1 x 2, 20.5 cm |  | 1
40-775-20 | Tendon forceps, curved, 1 x 2, 20.5 cm |  | 1
12-211-20 | TC Metzenbaum scissors, delicate, curved, 20 cm |  | 1
55-310-60 | Container bottom, aluminium, 310 x 272 x 96 mm, | non perforated | 1
55-310-90 | Container lid, aluminium, silver, 295 x 280 mm, | perforated | 1
55-390-05 | Wire basket, 246 x 246 x 50 mm |  | 1
55-820-03 | Identification label, red |  | 1
57-020-12 | INCISION & DRAINAGE INSTRUMENTS SET
10-103-01 | Scalpel handle, standard No. 3 |  | 1
13-000-14 | Standard dressing forceps, straight, 14.5 cm |  | 2
13-100-14 | Dissecting forceps 1x2, 14.5 cm |  | 2
15-703-20 | Gross-Maier sponge forceps, curved, 20 cm |  | 1
40-466-04 | Schede bone curette, Fig. 0, 17 cm |  | 1
40-466-05 | Schede bone curette, Fig. 1, 17 cm |  | 1
40-466-06 | Schede bone curette, Fig. 2, 17 cm |  | 1
40-466-07 | Schede bone curette, Fig. 3, 17 cm |  | 1
18-002-18 | Mayo-Hegar TC-needle holder, 18 cm |  | 1
11-003-16 | Surgical scissors, Fig. 2, curved, 16 cm, | sharp/blunt | 1
15-049-13 | Baby Crile forceps, curved, 14 cm |  | 2
57-020-12 C | INCISION & DRAINAGE INSTRUMENTS SET, CONTAINER AND BASKET
10-103-01 | Scalpel handle, standard No. 3 |  | 1
13-000-14 | Standard dressing forceps, straight, 14.5 cm |  | 2
13-100-14 | Dissecting forceps 1x2, 14.5 cm |  | 2
15-703-20 | Gross-Maier sponge forceps, curved, 20 cm |  | 1
40-466-04 | Schede bone curette, Fig. 0, 17 cm |  | 1
40-466-05 | Schede bone curette, Fig. 1, 17 cm |  | 1
40-466-06 | Schede bone curette, Fig. 2, 17 cm |  | 1
40-466-07 | Schede bone curette, Fig. 3, 17 cm |  | 1
18-002-18 | Mayo-Hegar TC-needle holder, 18 cm |  | 1
11-003-16 | Surgical scissors, Fig. 2, curved, 16 cm, | sharp/blunt | 1
15-049-13 | Baby Crile forceps, curved, 14 cm |  | 2
55-310-60 | Container bottom, aluminium, 310 x 272 x 96 mm, | non perforated | 1
55-310-90 | Container lid, aluminium, silver, 295 x 280 mm, | perforated | 1
55-390-05 | Wire basket, 246 x 246 x 50 mm |  | 1
55-820-03 | Identification label, red |  | 1
57-020-14 | WIRE EXTENSION SET
15-702-27 | Gross-Maier sponge forceps, straight, 27 cm |  | 2
11-003-16 | Surgical scissors, Fig. 2, curved, 16 cm, | sharp/blunt | 1
13-100-14 | Dissecting forceps 1x2, 14.5 cm |  | 1
40-873-22 | TC wire cutting forceps, angled, 22 cm, | hard Ø 2.2 mm / soft Ø 3.0 mm | 1
40-863-02 | TC flat nose pliers, double action, narrow, 18 cm |  | 1
40-802-01 | Extension bow, adjustable, 40-140 mm |  | 1
40-802-03 | Extension bow, adjustable, 60-220 mm |  | 1
40-807-00 | Traction hook, large |  | 4
40-806-00 | Wrench for extension bow 14/17 |  | 1
42-151-15 | Kirschner,Trocar,150 mm,round,Ø1,5, 10pc |  | 1
42-151-16 | Kirschner,Trocar,150 mm,round,Ø1,6, 10pc |  | 1
42-151-18 | Kirschner,Trocar,150 mm,round,Ø1,8, 10pc |  | 1
42-151-20 | Kirschner,Trocar,150 mm,round,Ø2,0, 10pc |  | 1
42-151-22 | Kirschner,Trocar,150 mm,round,Ø2,2, 10pc |  | 1
42-311-15 | Kirschner Trocar,round,310 mm,Ø1,5 10pc |  | 1
42-311-16 | Kirschner Trocar,round,310 mm,Ø1,6 10pc |  | 1
42-311-18 | Kirschner Trocar,round,310 mm,Ø1,8 10pc |  | 1
42-311-20 | Kirschner Trocar,round,310 mm,Ø2,0 10pc |  | 1
42-311-22 | Kirschner Trocar,round,310 mm,Ø2,2 10pc |  | 1
42-311-25 | Kirschner Trocar,round,310 mm,Ø2,5 10pc |  | 1
57-020-14 C | WIRE EXTENSION SET, CONTAINER AND BASKET
15-702-27 | Gross-Maier sponge forceps, straight, 27 cm |  | 2
11-003-16 | Surgical scissors, Fig. 2, curved, 16 cm, | sharp/blunt | 1
13-100-14 | Dissecting forceps 1x2, 14.5 cm |  | 1
40-873-22 | TC wire cutting forceps, angled, 22 cm, | hard Ø 2.2 mm / soft Ø 3.0 mm | 1
40-863-02 | TC flat nose pliers, double action, narrow, 18 cm |  | 1
40-802-01 | Extension bow, adjustable, 40-140 mm |  | 1
40-802-03 | Extension bow, adjustable, 60-220 mm |  | 1
40-807-00 | Traction hook, large |  | 4
40-806-00 | Wrench for extension bow 14/17 |  | 1
42-151-15 | Kirschner,Trocar,150 mm,round,Ø1,5, 10pc |  | 1
42-151-16 | Kirschner,Trocar,150 mm,round,Ø1,6, 10pc |  | 1
42-151-18 | Kirschner,Trocar,150 mm,round,Ø1,8, 10pc |  | 1
42-151-20 | Kirschner,Trocar,150 mm,round,Ø2,0, 10pc |  | 1
42-151-22 | Kirschner,Trocar,150 mm,round,Ø2,2, 10pc |  | 1
42-311-15 | Kirschner Trocar,round,310 mm,Ø1,5 10pc |  | 1
42-311-16 | Kirschner Trocar,round,310 mm,Ø1,6 10pc |  | 1
42-311-18 | Kirschner Trocar,round,310 mm,Ø1,8 10pc |  | 1
42-311-20 | Kirschner Trocar,round,310 mm,Ø2,0 10pc |  | 1
42-311-22 | Kirschner Trocar,round,310 mm,Ø2,2 10pc |  | 1
42-311-25 | Kirschner Trocar,round,310 mm,Ø2,5 10pc |  | 1
55-210-60 | Container bottom, aluminium, 475 x 272 x 96 mm, | non perforated | 1
55-210-90 | Container lid, aluminium, silver, 460 x 285 mm, | perforated | 1
55-290-05 | Wire basket, 405 x 245 x 50 mm |  | 1
55-820-03 | Identification label, red |  | 1
57-020-16 | BONE GRAFT INSTRUMENTS SET
40-320-07 | Lexer osteotome, flat, 7 mm, 22 cm |  | 1
40-320-10 | Lexer osteotome, flat, 10 mm, 22 cm |  | 1
40-231-48 | Mallet with plastic handle, Ø 30 mm, 380 g, 24 cm |  | 1
40-251-02 | Tamper, Ø 2 mm, 16 cm |  | 1
40-251-03 | Tamper, Ø 3 mm, 16 cm |  | 1
40-251-04 | Tamper, Ø 4 mm, 16 cm |  | 1
40-251-05 | Tamper, Ø 5 mm, 16 cm |  | 1
40-251-06 | Tamper, Ø 6 mm, 16 cm |  | 1
40-251-08 | Tamper, Ø 8 mm, 16 cm |  | 1
40-251-10 | Tamper, Ø 10 mm, 16 cm |  | 1
40-468-01 | Spratt bone curette, Fig. 0000, 17 cm |  | 1
40-468-02 | Spratt bone curette, Fig. 000, 17 cm |  | 1
40-468-03 | Spratt bone curette, Fig. 00, 17 cm |  | 1
40-468-04 | Spratt bone curette, Fig. 0, 17 cm |  | 1
40-468-05 | Spratt bone curette, Fig. 1, 17 cm |  | 1
40-468-07 | Spratt bone curette, Fig. 3, 17 cm |  | 1
40-468-09 | Spratt bone curette, Fig. 5, 17 cm |  | 1
57-020-16 C | BONE GRAFT INSTRUMENTS SET, CONTAINER AND BASKET
40-320-07 | Lexer osteotome, flat, 7 mm, 22 cm |  | 1
40-320-10 | Lexer osteotome, flat, 10 mm, 22 cm |  | 1
40-231-48 | Mallet with plastic handle, Ø 30 mm, 380 g, 24 cm |  | 1
40-251-02 | Tamper, Ø 2 mm, 16 cm |  | 1
40-251-03 | Tamper, Ø 3 mm, 16 cm |  | 1
40-251-04 | Tamper, Ø 4 mm, 16 cm |  | 1
40-251-05 | Tamper, Ø 5 mm, 16 cm |  | 1
40-251-06 | Tamper, Ø 6 mm, 16 cm |  | 1
40-251-08 | Tamper, Ø 8 mm, 16 cm |  | 1
40-251-10 | Tamper, Ø 10 mm, 16 cm |  | 1
40-468-01 | Spratt bone curette, Fig. 0000, 17 cm |  | 1
40-468-02 | Spratt bone curette, Fig. 000, 17 cm |  | 1
40-468-03 | Spratt bone curette, Fig. 00, 17 cm |  | 1
40-468-04 | Spratt bone curette, Fig. 0, 17 cm |  | 1
40-468-05 | Spratt bone curette, Fig. 1, 17 cm |  | 1
40-468-07 | Spratt bone curette, Fig. 3, 17 cm |  | 1
40-468-09 | Spratt bone curette, Fig. 5, 17 cm |  | 1
55-210-60 | Container bottom, aluminium, 475 x 272 x 96 mm, | non perforated | 1
55-210-90 | Container lid, aluminium, silver, 460 x 285 mm, | perforated | 1
55-290-05 | Wire basket, 405 x 245 x 50 mm |  | 1
55-820-03 | Identification label, red |  | 1
57-020-18 | INSTRUMENT SET FOR HAND SURGERY
15-703-27 | Gross-Maier sponge forceps, curved, 27 cm |  | 4
15-702-27 | Gross-Maier sponge forceps, straight, 27 cm |  | 2
56-911-01 | Aseptic nail brush, autoclavable |  | 1
15-766-14 | Allis tissue forceps, 4x5, straight, 15 cm |  | 2
15-801-08 | Backhaus towel forceps, 8 cm |  | 6
10-103-01 | Scalpel handle, standard No. 3 |  | 3
13-100-14 | Dissecting forceps 1x2, 14.5 cm |  | 2
13-142-12 | Adson dissecting forceps, 1x2, 12 cm |  | 2
13-000-11 | Standard dressing forceps, straight, 11 cm |  | 2
13-210-16 | De Bakey forceps, 1.5 mm, straight, 16 cm |  | 4
15-063-10 | Micro-Mosquito forceps, curved, 10 cm |  | 6
15-162-10 | Micro-Mosquito forceps, straight, 1x2, 10 cm |  | 6
15-498-12 | Bulldog clamp Diethrich, straight, jaw 12 mm |  | 2
15-499-12 | Bulldog clamp Diethrich, angled, jaw 12 mm |  | 2
16-124-01 | Trachea hook, sharp, 1-prong, 16.5 cm |  | 2
16-124-02 | Trachea hook, sharp, 2-prongs, 16.5 cm |  | 2
16-140-10 | Mini-Langenbeck retractor, 10 x 6 mm, 16 cm |  | 2
16-128-14 | Desmarres vein retractor, 14 mm, 16 cm |  | 2
16-212-10 | Alm self retaining retractor, sharp, 10 cm |  | 1
16-217-10 | Weitlaner self retainig retractor, sharp, 2x3, | 11 cm | 1
10-902-06 | Frazier suction tube, 30°, 13 cm, 6 Charr. |  | 1
18-012-15 | Crile-Wood TC-needle holder, 15 cm |  | 1
51-103-08 | Round bowls, Ø 85 mm, H 50 mm, 0.175 l |  | 2
56-100-00 | Needle case, 65 x 15 mm, complete |  | 1
13-208-16 | De Bakey forceps, 2.0 mm, straight, 16 cm |  | 2
40-778-15 | Brand tendon forceps, straight, 15 cm |  | 2
40-778-18 | Brand tendon forceps, straight, 18.5 cm |  | 1
40-863-01 | TC flat nose pliers, double action, pointed, 18 cm |  | 1
12-721-12 | TC Universal scissors, angled, 12 cm, | one blade serrated | 1
18-022-14 | Hegar-Baumgartner TC-needle holder, 14 cm |  | 1
57-020-18 C | INSTRUMENT SET FOR HAND SURGERY, CONTAINER AND BASKET
15-703-27 | Gross-Maier sponge forceps, curved, 27 cm |  | 4
15-702-27 | Gross-Maier sponge forceps, straight, 27 cm |  | 2
56-911-01 | Aseptic nail brush, autoclavable |  | 1
15-766-14 | Allis tissue forceps, 4x5, straight, 15 cm |  | 2
15-801-08 | Backhaus towel forceps, 8 cm |  | 6
10-103-01 | Scalpel handle, standard No. 3 |  | 3
13-100-14 | Dissecting forceps 1x2, 14.5 cm |  | 2
13-142-12 | Adson dissecting forceps, 1x2, 12 cm |  | 2
13-000-11 | Standard dressing forceps, straight, 11 cm |  | 2
13-210-16 | De Bakey forceps, 1.5 mm, straight, 16 cm |  | 4
15-063-10 | Micro-Mosquito forceps, curved, 10 cm |  | 6
15-162-10 | Micro-Mosquito forceps, straight, 1x2, 10 cm |  | 6
15-498-12 | Bulldog clamp Diethrich, straight, jaw 12 mm |  | 2
15-499-12 | Bulldog clamp Diethrich, angled, jaw 12 mm |  | 2
16-124-01 | Trachea hook, sharp, 1-prong, 16.5 cm |  | 2
16-124-02 | Trachea hook, sharp, 2-prongs, 16.5 cm |  | 2
16-140-10 | Mini-Langenbeck retractor, 10 x 6 mm, 16 cm |  | 2
16-128-14 | Desmarres vein retractor, 14 mm, 16 cm |  | 2
16-212-10 | Alm self retaining retractor, sharp, 10 cm |  | 1
16-217-10 | Weitlaner self retainig retractor, sharp, 2x3, | 11 cm | 1
10-902-06 | Frazier suction tube, 30°, 13 cm, 6 Charr. |  | 1
18-012-15 | Crile-Wood TC-needle holder, 15 cm |  | 1
51-103-08 | Round bowls, Ø 85 mm, H 50 mm, 0.175 l |  | 2
56-100-00 | Needle case, 65 x 15 mm, complete |  | 1
13-208-16 | De Bakey forceps, 2.0 mm, straight, 16 cm |  | 2
40-778-15 | Brand tendon forceps, straight, 15 cm |  | 2
40-778-18 | Brand tendon forceps, straight, 18.5 cm |  | 1
40-863-01 | TC flat nose pliers, double action, pointed, 18 cm |  | 1
12-721-12 | TC Universal scissors, angled, 12 cm, | one blade serrated | 1
18-022-14 | Hegar-Baumgartner TC-needle holder, 14 cm |  | 1
55-210-60 | Container bottom, aluminium, 475 x 272 x 96 mm, | non perforated | 1
55-210-90 | Container lid, aluminium, silver, 460 x 285 mm, | perforated | 1
55-290-05 | Wire basket, 405 x 245 x 50 mm |  | 1
55-820-03 | Identification label, red |  | 1
57-020-20 | INSTRUMENT SET FOR HAND SURGERY (BONE)
40-484-01 | Bone curette, model "USA", straight, Fig. 1, 16 cm |  | 1
40-484-02 | Bone curette, model "USA", straight, Fig. 2, 16 cm |  | 1
40-484-03 | Bone curette, model "USA", straight, Fig. 3, 16 cm |  | 1
40-484-04 | Bone curette, model "USA", straight, Fig. 4, 16 cm |  | 1
40-484-05 | Bone curette, model "USA", straight, Fig. 5, 16 cm |  | 1
40-422-01 | Williger elevator, 5.5 mm, 16 cm |  | 1
27-504-03 | Rosen raspatory, round edge, 16 cm |  | 1
40-350-17 | Elevator, extremely lightweight, 17 cm |  | 1
40-425-02 | Mini-Hohmann bone lever, 2 / 6 mm, 16 cm |  | 4
40-355-14 | Williger periosteal elevator, 4.2 mm, 13 cm |  | 1
40-503-13 | Reposition forceps, for small fragments, 13.5 cm |  | 1
40-741-14 | Reduction forceps, curved, 14.5 cm |  | 1
42-150-10 | Kirschner,Trocar,150 mm,flat,Ø1,0, 10pc |  | 1
42-150-12 | Kirschner,Trocar,150 mm,flat,Ø1,2, 10pc |  | 1
42-150-14 | Kirschner,Trocar,150 mm,flat,Ø1,4, 10pc |  | 1
42-150-16 | Kirschner,Trocar,150 mm,flat,Ø1,6, 10pc |  | 1
42-038-02 | Dispenser for Kirschner wires, 10 cm |  | 1
40-816-00 | Handle with chuck, Ø 0.5 - 7.0 mm, cannulated, | Ø 6.0 mm, including key | 1
40-863-01 | TC flat nose pliers, double action, pointed, 18 cm |  | 1
40-873-16 | TC wire cutting forceps, double, 16 cm, | hard Ø 1.7 mm / soft Ø 2.0 mm | 1
16-122-01 | Trachea hook, blunt, 1-prong, 16 cm |  | 2
57-020-20 C | INSTRUMENT SET FOR HAND SURGERY (BONE), CONTAINER AND BASKET
40-484-01 | Bone curette, model "USA", straight, Fig. 1, 16 cm |  | 1
40-484-02 | Bone curette, model "USA", straight, Fig. 2, 16 cm |  | 1
40-484-03 | Bone curette, model "USA", straight, Fig. 3, 16 cm |  | 1
40-484-04 | Bone curette, model "USA", straight, Fig. 4, 16 cm |  | 1
40-484-05 | Bone curette, model "USA", straight, Fig. 5, 16 cm |  | 1
40-422-01 | Williger elevator, 5.5 mm, 16 cm |  | 1
27-504-03 | Rosen raspatory, round edge, 16 cm |  | 1
40-350-17 | Elevator, extremely lightweight, 17 cm |  | 1
40-425-02 | Mini-Hohmann bone lever, 2 / 6 mm, 16 cm |  | 4
40-355-14 | Williger periosteal elevator, 4.2 mm, 13 cm |  | 1
40-503-13 | Reposition forceps, for small fragments, 13.5 cm |  | 1
40-741-14 | Reduction forceps, curved, 14.5 cm |  | 1
42-150-10 | Kirschner,Trocar,150 mm,flat,Ø1,0, 10pc |  | 1
42-150-12 | Kirschner,Trocar,150 mm,flat,Ø1,2, 10pc |  | 1
42-150-14 | Kirschner,Trocar,150 mm,flat,Ø1,4, 10pc |  | 1
42-150-16 | Kirschner,Trocar,150 mm,flat,Ø1,6, 10pc |  | 1
42-038-02 | Dispenser for Kirschner wires, 10 cm |  | 1
40-816-00 | Handle with chuck, Ø 0.5 - 7.0 mm, cannulated, | Ø 6.0 mm, including key | 1
40-863-01 | TC flat nose pliers, double action, pointed, 18 cm |  | 1
40-873-16 | TC wire cutting forceps, double, 16 cm, | hard Ø 1.7 mm / soft Ø 2.0 mm | 1
16-122-01 | Trachea hook, blunt, 1-prong, 16 cm |  | 2
55-210-60 | Container bottom, aluminium, 475 x 272 x 96 mm, | non perforated | 1
55-210-90 | Container lid, aluminium, silver, 460 x 285 mm, | perforated | 1
55-290-05 | Wire basket, 405 x 245 x 50 mm |  | 1
55-820-03 | Identification label, red |  | 1
57-020-22 | EXTRA INSTRUMENTS FOR HAND SURGERY
47-214-00 | Lead hand, children, 24.5 cm |  | 1
47-212-00 | Lead hand, adult, 37 cm |  | 1
50-030-13 | Radolf nail extractor, 13 cm |  | 5
40-139-00 | Finger ring saw clamp, 17 cm |  | 2
50-034-00 | Finger nail drill set, complete with 3 drills |  | 3
57-020-24 | MICRO INSTRUMENTS SET FOR HAND SURGERY
10-103-11 | Scalpel handle No. 3 with hollow handle |  | 1
13-034-10 | Graefe forceps, straight, 1.0 mm, 10 cm |  | 1
13-035-11 | Graefe forceps, curved, 1.0 mm, 10 cm |  | 1
11-593-10 | Castroviejo micro scissors, curved, 9.5 cm | sharp/sharp | 1
11-593-11 | Castroviejo micro scissors, curved, 9.5 cm | blunt/blunt | 1
17-614-14 | Castroviejo micro needle holder without catch, | straight,1.8 mm, 14 cm | 1
57-020-24 C | MICRO INSTRUMENTS SET FOR HAND SURGERY, CONTAINER AND BASKET
10-103-11 | Scalpel handle No. 3 with hollow handle |  | 1
13-034-10 | Graefe forceps, straight, 1.0 mm, 10 cm |  | 1
13-035-11 | Graefe forceps, curved, 1.0 mm, 10 cm |  | 1
11-593-10 | Castroviejo micro scissors, curved, 9.5 cm | sharp/sharp | 1
11-593-11 | Castroviejo micro scissors, curved, 9.5 cm | blunt/blunt | 1
17-614-14 | Castroviejo micro needle holder without catch, | straight,1.8 mm, 14 cm | 1
55-510-61 | Container bottom, aluminium, 320 x 186 x 59 mm, | non perforated - for Special container | 1
55-510-90 | Container lid, aluminium, silver, 325 x 192 mm, | perforated - for Special container | 1
55-525-05 | Stainless steel tray 275 x 175 x 45mm, without lid |  | 1
55-820-03 | Identification label, red |  | 1
57-020-26 | SUTURE SET (LARGE)
10-103-01 | Scalpel handle, standard No. 3 |  | 2
13-000-14 | Standard dressing forceps, straight, 14.5 cm |  | 1
13-100-14 | Dissecting forceps 1x2, 14.5 cm |  | 2
15-063-10 | Micro-Mosquito forceps, curved, 10 cm |  | 4
15-703-20 | Gross-Maier sponge forceps, curved, 20 cm |  | 1
16-126-02 | Trachea hook, blunt, 2-prongs, 16.5 cm |  | 2
16-218-10 | Weitlaner self retainig retractor, blunt, | 2x3 teeth, 11 cm | 1
18-002-16 | Mayo-Hegar TC-needle holder, 16 cm |  | 1
12-231-16 | TC Mayo-Lexer scissors, curved, 16 cm |  | 1
11-011-12 | Surgical scissors curved, delicate, Fig.1, 12 cm | blunt/blunt | 1
11-003-16 | Surgical scissors, Fig. 2, curved, 16 cm, | sharp/blunt | 1
51-103-08 | Round bowls, Ø 85 mm, H 50 mm, 0.175 l |  | 1
13-142-12 | Adson dissecting forceps, 1x2, 12 cm |  | 1
57-020-26 C | SUTURE SET (LARGE), CONTAINER AND BASKET
10-103-01 | Scalpel handle, standard No. 3 |  | 2
13-000-14 | Standard dressing forceps, straight, 14.5 cm |  | 1
13-100-14 | Dissecting forceps 1x2, 14.5 cm |  | 2
15-063-10 | Micro-Mosquito forceps, curved, 10 cm |  | 4
15-703-20 | Gross-Maier sponge forceps, curved, 20 cm |  | 1
16-126-02 | Trachea hook, blunt, 2-prongs, 16.5 cm |  | 2
16-218-10 | Weitlaner self retainig retractor, blunt, | 2x3 teeth, 11 cm | 1
18-002-16 | Mayo-Hegar TC-needle holder, 16 cm |  | 1
12-231-16 | TC Mayo-Lexer scissors, curved, 16 cm |  | 1
11-011-12 | Surgical scissors curved, delicate, Fig.1, 12 cm | blunt/blunt | 1
11-003-16 | Surgical scissors, Fig. 2, curved, 16 cm, | sharp/blunt | 1
51-103-08 | Round bowls, Ø 85 mm, H 50 mm, 0.175 l |  | 1
13-142-12 | Adson dissecting forceps, 1x2, 12 cm |  | 1
55-310-60 | Container bottom, aluminium, 310 x 272 x 96 mm, | non perforated | 1
55-310-90 | Container lid, aluminium, silver, 295 x 280 mm, | perforated | 1
55-390-05 | Wire basket, 246 x 246 x 50 mm |  | 1
55-820-03 | Identification label, red |  | 1
57-020-28 | SUTURE SET (SMALL)
10-103-01 | Scalpel handle, standard No. 3 |  | 1
13-100-14 | Dissecting forceps 1x2, 14.5 cm |  | 2
13-042-12 | Adson dressing forceps, 12 cm |  | 1
15-063-10 | Micro-Mosquito forceps, curved, 10 cm |  | 2
18-012-15 | Crile-Wood TC-needle holder, 15 cm |  | 1
51-103-04 | Round bowls, Ø 40 mm, H 25 mm, 0.015 l |  | 1
57-020-28 C | SUTURE SET (SMALL), CONTAINER AND BASKET
10-103-01 | Scalpel handle, standard No. 3 |  | 1
13-100-14 | Dissecting forceps 1x2, 14.5 cm |  | 2
13-042-12 | Adson dressing forceps, 12 cm |  | 1
15-063-10 | Micro-Mosquito forceps, curved, 10 cm |  | 2
18-012-15 | Crile-Wood TC-needle holder, 15 cm |  | 1
51-103-04 | Round bowls, Ø 40 mm, H 25 mm, 0.015 l |  | 1
55-510-61 | Container bottom, aluminium, 320 x 186 x 59 mm, | non perforated - for Special container | 1
55-510-90 | Container lid, aluminium, silver, 325 x 192 mm, | perforated - for Special container | 1
55-525-05 | Stainless steel tray 275 x 175 x 45mm, without lid |  | 1
55-820-03 | Identification label, red |  | 1
57-020-30 | PLASTER ROOM INSTRUMENT SET
48-100-00 | Oscillating plaster saw ELECTRO POWER 230 V, | complete with 50 mm & 65 mm blades and 2 wrenches | 1
48-043-23 | Plaster spreader, quattro, 23 cm |  | 1
48-040-28 | Hennig plaster spreader, 28 cm |  | 1
48-045-18 | Wolff plaster spreader, 18 cm |  | 1
48-045-24 | Wolff plaster spreader, 24 cm |  | 1
48-052-18 | Reiner plaster knife, 18.5 cm |  | 1
48-033-26 | Stille plaster scissors, 26 cm |  | 1
48-033-37 | Stille plaster scissors, 37 cm |  | 1
48-017-24 | Bruns bandage scissors, with teeth, 24 cm |  | 2
48-007-20 | Lister bandage scissors, 20 cm |  | 2
57-020-32 | WIRING SET
40-821-10 | Bone wire, soft, coil, 10 m x 1.0 mm |  | 1
40-821-15 | Bone wire, soft, coil, 10 m x 1.5 mm |  | 1
42-150-12 | Kirschner,Trocar,150 mm,flat,Ø1,2, 10pc |  | 1
42-150-15 | Kirschner,Trocar,150 mm,flat,Ø1,5, 10pc |  | 2
42-150-20 | Kirschner,Trocar,150 mm,flat,Ø2,0, 10pc |  | 1
42-150-25 | Kirschner,Trocar,150 mm,flat,Ø2,5, 10pc |  | 1
40-832-20 | TC wire twister, flat, square, 20 cm |  | 2
40-856-17 | Flat nose pliers, parallel grip, 17 cm |  | 1
40-858-18 | Flat nose pliers, stainless steel, 18 cm |  | 1
40-884-16 | Diamond wire cutter, 16 cm, hard Ø 2.0 mm / | soft Ø 2.2 mm | 1
40-873-22 | TC wire cutting forceps, angled, 22 cm, | hard Ø 2.2 mm / soft Ø 3.0 mm | 1
40-825-45 | Wire guide, 45 mm, 24.5 cm, PTFE handle |  | 1
40-825-70 | Wire guide, 70 mm, 23 cm, PTFE handle |  | 1
28-777-13 | Schwarz II bar bending pliers, 13 cm |  | 1
42-038-00 | Dispenser for Kirschner wires, 16 cm |  | 1
57-020-32 C | WIRING SET, CONTAINER AND BASKET
40-821-10 | Bone wire, soft, coil, 10 m x 1.0 mm |  | 1
40-821-15 | Bone wire, soft, coil, 10 m x 1.5 mm |  | 1
42-150-12 | Kirschner,Trocar,150 mm,flat,Ø1,2, 10pc |  | 1
42-150-15 | Kirschner,Trocar,150 mm,flat,Ø1,5, 10pc |  | 2
42-150-20 | Kirschner,Trocar,150 mm,flat,Ø2,0, 10pc |  | 1
42-150-25 | Kirschner,Trocar,150 mm,flat,Ø2,5, 10pc |  | 1
40-832-20 | TC wire twister, flat, square, 20 cm |  | 2
40-856-17 | Flat nose pliers, parallel grip, 17 cm |  | 1
40-858-18 | Flat nose pliers, stainless steel, 18 cm |  | 1
40-884-16 | Diamond wire cutter, 16 cm, hard Ø 2.0 mm / | soft Ø 2.2 mm | 1
40-873-22 | TC wire cutting forceps, angled, 22 cm, | hard Ø 2.2 mm / soft Ø 3.0 mm | 1
40-825-45 | Wire guide, 45 mm, 24.5 cm, PTFE handle |  | 1
40-825-70 | Wire guide, 70 mm, 23 cm, PTFE handle |  | 1
28-777-13 | Schwarz II bar bending pliers, 13 cm |  | 1
42-038-00 | Dispenser for Kirschner wires, 16 cm |  | 1
55-110-60 | Container bottom, aluminium, 600 x 272 x 96 mm, | non perforated | 1
55-110-90 | Container lid, aluminium, silver, 585 x 285 mm, | perforated | 1
55-190-05 | Wire basket, 480 x 245 x 50 mm |  | 1
55-891-09 | Towel, blue, 140 x 100 cm |  | 1
55-820-03 | Identification label, red |  | 2
57-020-34 | BASIC INSTRUMENT SET
43-750-35 | Screw driver, hexagonal, 3.5 mm, 25 cm |  | 1
43-702-32 | Drill bit, quick coupling Ø 3,2/145 mm |  | 3
43-702-45 | Drill bit, quick coupling Ø 4.5/145 mm |  | 2
43-725-32 | Countersink f. Malleolar screws Ø 4,5 mm |  | 1
43-725-45 | Countersink f. Screws Ø 4,5/6,5mm |  | 1
43-765-09 | T-Handpiece AO quick coupling |  | 1
43-730-46 | Tap, quick coupling, Ø 4,5mm | short thread | 2
43-730-45 | Tap, quick coupling, Ø 4,5mm | long thread | 2
43-730-65 | Tap, quick coupling, Ø 6.5 mm, AO |  | 1
43-941-45 | Tap and drill sleeve Ø 4,5 / 3,2 mm |  | 1
43-710-47 | Drill guide, pointed , Ø 4,5 mm |  | 1
43-753-35 | Screw driver shaft, 3,5 mm, AO fitting, | length 100 mm | 1
43-715-06 | Depth gauge, for extra long screws up to | 120 mm, 28,0 cm | 1
43-790-16 | Sharp cleaning hook, 16,5 cm |  | 1
43-755-00 | Drill sleve for tension device |  | 1
43-710-49 | Drill sleeve for round hole plates | Ø 3,2 mm | 1
43-716-20 | Tension device, 9cm, span 20 mm |  | 1
42-835-17 | Cardan wrench 11 mm |  | 1
42-847-00 | Combination wrench Ø 11 mm |  | 1
43-713-35 | Neutral & load drill guide,Ø 2,5 / 3,5mm |  | 1
43-718-00 | Bending Iron for Plates 4/6mm |  | 2
44-900-30 | Plate bending apparatus, 30 cm |  | 1
57-020-34 C | BASIC INSTRUMENT SET, CONTAINER AND BASKET
43-750-35 | Screw driver, hexagonal, 3.5 mm, 25 cm |  | 1
43-702-32 | Drill bit, quick coupling Ø 3,2/145 mm |  | 3
43-702-45 | Drill bit, quick coupling Ø 4.5/145 mm |  | 2
43-725-32 | Countersink f. Malleolar screws Ø 4,5 mm |  | 1
43-725-45 | Countersink f. Screws Ø 4,5/6,5mm |  | 1
43-765-09 | T-Handpiece AO quick coupling |  | 1
43-730-46 | Tap, quick coupling, Ø 4,5mm | short thread | 2
43-730-45 | Tap, quick coupling, Ø 4,5mm | long thread | 2
43-730-65 | Tap, quick coupling, Ø 6.5 mm, AO |  | 1
43-941-45 | Tap and drill sleeve Ø 4,5 / 3,2 mm |  | 1
43-710-47 | Drill guide, pointed , Ø 4,5 mm |  | 1
43-753-35 | Screw driver shaft, 3,5 mm, AO fitting, | length 100 mm | 1
43-715-06 | Depth gauge, for extra long screws up to | 120 mm, 28,0 cm | 1
43-790-16 | Sharp cleaning hook, 16,5 cm |  | 1
43-755-00 | Drill sleve for tension device |  | 1
43-710-49 | Drill sleeve for round hole plates | Ø 3,2 mm | 1
43-716-20 | Tension device, 9cm, span 20 mm |  | 1
42-835-17 | Cardan wrench 11 mm |  | 1
42-847-00 | Combination wrench Ø 11 mm |  | 1
43-713-35 | Neutral & load drill guide,Ø 2,5 / 3,5mm |  | 1
43-718-00 | Bending Iron for Plates 4/6mm |  | 2
44-900-30 | Plate bending apparatus, 30 cm |  | 1
55-110-60 | Container bottom, aluminium, 600 x 272 x 96 mm, | non perforated | 1
55-110-90 | Container lid, aluminium, silver, 585 x 285 mm, | perforated | 1
55-190-05 | Wire basket, 480 x 245 x 50 mm |  | 1
55-891-11 | Towel, blue, 185 x 60 cm |  | 1
55-820-03 | Identification label, red |  | 2
57-020-36 | AMPUTATION INSTRUMENTS SET
16-010-01 | Volkmann retractor, sharp, large curve, 22 cm |  | 1
40-320-15 | Lexer osteotome, flat, 15 mm, 22 cm |  | 1
40-231-48 | Mallet with plastic handle, Ø 30 mm, 380 g, 24 cm |  | 1
40-449-24 | Rasp, half round, angled, 24 cm |  | 1
40-405-15 | Lambotte periosteal elevator, 15 mm, 21 cm |  | 1
40-466-03 | Schede bone curette, Fig. 00, 17 cm |  | 1
40-466-04 | Schede bone curette, Fig. 0, 17 cm |  | 1
40-120-00 | Charrière amputation saw, 350 mm, with 1 each | interchangeable saw blades 12 and 18 mm | 1
40-117-01 | Percy retractor, removable handles |  | 1
40-655-05 | Röttgen-Ruskin bone rongeur, curved, 5 mm, 24 cm |  | 1
10-320-19 | Liston amputation knife, cutting 19 cm |  | 1
57-020-36 C | AMPUTATION INSTRUMENTS SET, CONTAINER AND BASKET
16-010-01 | Volkmann retractor, sharp, large curve, 22 cm |  | 1
40-320-15 | Lexer osteotome, flat, 15 mm, 22 cm |  | 1
40-231-48 | Mallet with plastic handle, Ø 30 mm, 380 g, 24 cm |  | 1
40-449-24 | Rasp, half round, angled, 24 cm |  | 1
40-405-15 | Lambotte periosteal elevator, 15 mm, 21 cm |  | 1
40-466-03 | Schede bone curette, Fig. 00, 17 cm |  | 1
40-466-04 | Schede bone curette, Fig. 0, 17 cm |  | 1
40-120-00 | Charrière amputation saw, 350 mm, with 1 each | interchangeable saw blades 12 and 18 mm | 1
40-117-01 | Percy retractor, removable handles |  | 1
40-655-05 | Röttgen-Ruskin bone rongeur, curved, 5 mm, 24 cm |  | 1
10-320-19 | Liston amputation knife, cutting 19 cm |  | 1
55-110-60 | Container bottom, aluminium, 600 x 272 x 96 mm, | non perforated | 1
55-110-90 | Container lid, aluminium, silver, 585 x 285 mm, | perforated | 1
55-190-05 | Wire basket, 480 x 245 x 50 mm |  | 1
55-820-03 | Identification label, red |  | 1
57-020-38 | SKIN GRAFT INSTRUMENTS SET
10-400-00 | Schink dermatome, 30 cm, complete | with blade and 2 straightening plates | 1
40-467-02 | Volkmann bone curette, Fig. 000, 17 cm |  | 1
40-467-04 | Volkmann bone curette, Fig. 0, 17 cm |  | 1
40-467-05 | Volkmann bone curette, Fig. 1, 17 cm |  | 1
40-467-06 | Volkmann bone curette, Fig. 2, 17 cm |  | 1
40-467-07 | Volkmann bone curette, Fig. 3, 17 cm |  | 1
40-467-08 | Volkmann bone curette, Fig. 4, 17 cm |  | 1
40-467-09 | Volkmann bone curette, Fig. 5, 17 cm |  | 1
10-103-07 | Scalpel handle No. 7 K |  | 1
15-162-10 | Micro-Mosquito forceps, straight, 1x2, 10 cm |  | 6
13-142-12 | Adson dissecting forceps, 1x2, 12 cm |  | 2
13-042-12 | Adson dressing forceps, 12 cm |  | 2
18-022-13 | Hegar-Baumgartner TC-needle holder, 13 cm |  | 2
51-103-08 | Round bowls, Ø 85 mm, H 50 mm, 0.175 l |  | 1
51-103-11 | Round bowls, Ø 100 mm, H 50 mm, 0.25 l |  | 1
11-011-12 | Surgical scissors curved, delicate, Fig.1, 12 cm | blunt/blunt | 1
11-003-13 | Surgical scissors, Fig. 2, curved, 13 cm, | sharp/blunt | 1
11-211-14 | Metzenbaum scissors, delicate, curved, | blunt/blunt, 14 cm | 1
11-441-11 | Iris scissors (M), curved, 11 cm |  | 1
57-020-38 C | SKIN GRAFT INSTRUMENTS SET, CONTAINER AND BASKET
10-400-00 | Schink dermatome, 30 cm, complete | with blade and 2 straightening plates | 1
40-467-02 | Volkmann bone curette, Fig. 000, 17 cm |  | 1
40-467-04 | Volkmann bone curette, Fig. 0, 17 cm |  | 1
40-467-05 | Volkmann bone curette, Fig. 1, 17 cm |  | 1
40-467-06 | Volkmann bone curette, Fig. 2, 17 cm |  | 1
40-467-07 | Volkmann bone curette, Fig. 3, 17 cm |  | 1
40-467-08 | Volkmann bone curette, Fig. 4, 17 cm |  | 1
40-467-09 | Volkmann bone curette, Fig. 5, 17 cm |  | 1
10-103-07 | Scalpel handle No. 7 K |  | 1
15-162-10 | Micro-Mosquito forceps, straight, 1x2, 10 cm |  | 6
13-142-12 | Adson dissecting forceps, 1x2, 12 cm |  | 2
13-042-12 | Adson dressing forceps, 12 cm |  | 2
18-022-13 | Hegar-Baumgartner TC-needle holder, 13 cm |  | 2
51-103-08 | Round bowls, Ø 85 mm, H 50 mm, 0.175 l |  | 1
51-103-11 | Round bowls, Ø 100 mm, H 50 mm, 0.25 l |  | 1
11-011-12 | Surgical scissors curved, delicate, Fig.1, 12 cm | blunt/blunt | 1
11-003-13 | Surgical scissors, Fig. 2, curved, 13 cm, | sharp/blunt | 1
11-211-14 | Metzenbaum scissors, delicate, curved, | blunt/blunt, 14 cm | 1
11-441-11 | Iris scissors (M), curved, 11 cm |  | 1
55-210-60 | Container bottom, aluminium, 475 x 272 x 96 mm, | non perforated | 1
55-210-90 | Container lid, aluminium, silver, 460 x 285 mm, | perforated | 1
55-290-05 | Wire basket, 405 x 245 x 50 mm |  | 1
55-820-03 | Identification label, red |  | 1
57-020-40 | HALLUX VALGUS INSTRUMENTS SET
15-703-20 | Gross-Maier sponge forceps, curved, 20 cm |  | 4
15-702-20 | Gross-Maier sponge forceps, straight, 20 cm |  | 2
15-825-10 | Tohoku towel forceps, 10 cm |  | 4
10-104-01 | Scalpel handle, standard No. 4 |  | 2
13-000-14 | Standard dressing forceps, straight, 14.5 cm |  | 2
13-100-14 | Dissecting forceps 1x2, 14.5 cm |  | 2
13-154-12 | Semken dissecting forceps, straight, 1x2, 12 cm |  | 1
11-003-16 | Surgical scissors, Fig. 2, curved, 16 cm, | sharp/blunt | 1
12-231-16 | TC Mayo-Lexer scissors, curved, 16 cm |  | 1
16-219-13 | Wullstein self retaining retractor, sharp, 3x3, | 13 cm | 1
16-001-03 | Volkmann retractor, 3-prongs, sharp, 22 cm |  | 2
16-140-10 | Mini-Langenbeck retractor, 10 x 6 mm, 16 cm |  | 2
40-355-16 | Williger periosteal elevator, 6 mm, 16 cm |  | 1
40-424-03 | Bone lever, 6 mm, 15 cm |  | 2
40-528-20 | Langenbeck bone holding forceps, 5 mm, 20 cm |  | 1
40-231-48 | Mallet with plastic handle, Ø 30 mm, 380 g, 24 cm |  | 1
40-320-07 | Lexer osteotome, flat, 7 mm, 22 cm |  | 1
40-320-10 | Lexer osteotome, flat, 10 mm, 22 cm |  | 1
40-816-00 | Handle with chuck, Ø 0.5 - 7.0 mm, cannulated, | Ø 6.0 mm, including key | 1
42-038-02 | Dispenser for Kirschner wires, 10 cm |  | 1
42-101-10 | Kirschner,Trocar,100 mm,round,Ø1,0, 10pc |  | 1
42-101-12 | Kirschner,Trocar,100 mm,round,Ø1,2, 10pc |  | 1
42-101-14 | Kirschner,Trocar,100 mm,round,Ø1,4, 10pc |  | 1
42-101-16 | Kirschner,Trocar,100 mm,round,Ø1,6, 10pc |  | 1
40-873-22 | TC wire cutting forceps, angled, 22 cm, | hard Ø 2.2 mm / soft Ø 3.0 mm | 1
51-103-06 | Round bowls, Ø 60 mm, H 34 mm, 0.05 l |  | 1
51-103-08 | Round bowls, Ø 85 mm, H 50 mm, 0.175 l |  | 1
18-002-16 | Mayo-Hegar TC-needle holder, 16 cm |  | 1
57-020-40 C | HALLUX VALGUS INSTRUMENTS SET,CONTAINER AND BASKET
15-703-20 | Gross-Maier sponge forceps, curved, 20 cm |  | 4
15-702-20 | Gross-Maier sponge forceps, straight, 20 cm |  | 2
15-825-10 | Tohoku towel forceps, 10 cm |  | 4
10-104-01 | Scalpel handle, standard No. 4 |  | 2
13-000-14 | Standard dressing forceps, straight, 14.5 cm |  | 2
13-100-14 | Dissecting forceps 1x2, 14.5 cm |  | 2
13-154-12 | Semken dissecting forceps, straight, 1x2, 12 cm |  | 1
11-003-16 | Surgical scissors, Fig. 2, curved, 16 cm, | sharp/blunt | 1
12-231-16 | TC Mayo-Lexer scissors, curved, 16 cm |  | 1
16-219-13 | Wullstein self retaining retractor, sharp, 3x3, | 13 cm | 1
16-001-03 | Volkmann retractor, 3-prongs, sharp, 22 cm |  | 2
16-140-10 | Mini-Langenbeck retractor, 10 x 6 mm, 16 cm |  | 2
40-355-16 | Williger periosteal elevator, 6 mm, 16 cm |  | 1
40-424-03 | Bone lever, 6 mm, 15 cm |  | 2
40-528-20 | Langenbeck bone holding forceps, 5 mm, 20 cm |  | 1
40-231-48 | Mallet with plastic handle, Ø 30 mm, 380 g, 24 cm |  | 1
40-320-07 | Lexer osteotome, flat, 7 mm, 22 cm |  | 1
40-320-10 | Lexer osteotome, flat, 10 mm, 22 cm |  | 1
40-816-00 | Handle with chuck, Ø 0.5 - 7.0 mm, cannulated, | Ø 6.0 mm, including key | 1
42-038-02 | Dispenser for Kirschner wires, 10 cm |  | 1
42-101-10 | Kirschner,Trocar,100 mm,round,Ø1,0, 10pc |  | 1
42-101-12 | Kirschner,Trocar,100 mm,round,Ø1,2, 10pc |  | 1
42-101-14 | Kirschner,Trocar,100 mm,round,Ø1,4, 10pc |  | 1
42-101-16 | Kirschner,Trocar,100 mm,round,Ø1,6, 10pc |  | 1
40-873-22 | TC wire cutting forceps, angled, 22 cm, | hard Ø 2.2 mm / soft Ø 3.0 mm | 1
51-103-06 | Round bowls, Ø 60 mm, H 34 mm, 0.05 l |  | 1
51-103-08 | Round bowls, Ø 85 mm, H 50 mm, 0.175 l |  | 1
18-002-16 | Mayo-Hegar TC-needle holder, 16 cm |  | 1
55-210-60 | Container bottom, aluminium, 475 x 272 x 96 mm, | non perforated | 1
55-210-90 | Container lid, aluminium, silver, 460 x 285 mm, | perforated | 1
55-290-05 | Wire basket, 405 x 245 x 50 mm |  | 1
55-820-03 | Identification label, red |  | 1
57-020-42 | WOUND DRESSING SET (SMALL)
11-003-14 | Surgical scissors, Fig. 2, curved, 14 cm, | sharp/blunt | 1
13-100-14 | Dissecting forceps 1x2, 14.5 cm |  | 2
51-100-25 | Kidney bowls, 250 x 140 x 40 mm |  | 1
57-020-44 | WOUND DRESSING SET (LARGE)
11-003-14 | Surgical scissors, Fig. 2, curved, 14 cm, | sharp/blunt | 1
13-000-14 | Standard dressing forceps, straight, 14.5 cm |  | 2
13-100-14 | Dissecting forceps 1x2, 14.5 cm |  | 2
15-703-20 | Gross-Maier sponge forceps, curved, 20 cm |  | 1
15-000-14 | Pean forceps, straight, 14 cm |  | 2
40-467-01 | Volkmann bone curette, Fig. 0000, 17 cm |  | 1
40-467-03 | Volkmann bone curette, Fig. 00, 17 cm |  | 1
40-467-04 | Volkmann bone curette, Fig. 0, 17 cm |  | 1
51-100-27 | Kidney bowls, 275 x 150 x 45 mm |  | 1
57-020-44 C | WOUND DRESSING SET (LARGE),CONTAINER AND BASKET
11-003-14 | Surgical scissors, Fig. 2, curved, 14 cm, | sharp/blunt | 1
13-000-14 | Standard dressing forceps, straight, 14.5 cm |  | 2
13-100-14 | Dissecting forceps 1x2, 14.5 cm |  | 2
15-703-20 | Gross-Maier sponge forceps, curved, 20 cm |  | 1
15-000-14 | Pean forceps, straight, 14 cm |  | 2
40-467-01 | Volkmann bone curette, Fig. 0000, 17 cm |  | 1
40-467-03 | Volkmann bone curette, Fig. 00, 17 cm |  | 1
40-467-04 | Volkmann bone curette, Fig. 0, 17 cm |  | 1
51-100-27 | Kidney bowls, 275 x 150 x 45 mm |  | 1
55-510-61 | Container bottom, aluminium, 320 x 186 x 59 mm, | non perforated - for Special container | 1
55-510-90 | Container lid, aluminium, silver, 325 x 192 mm, | perforated - for Special container | 1
55-525-05 | Stainless steel tray 275 x 175 x 45mm, without lid |  | 1
55-820-03 | Identification label, red |  | 1
57-020-46 | BASIC SET TRAUMATOLOGY
15-703-27 | Gross-Maier sponge forceps, curved, 27 cm |  | 2
15-801-11 | Backhaus towel forceps, 11 cm |  | 10
15-805-11 | Towel forceps, ball and socket, 11 cm |  | 6
10-104-04 | Scalpel handle No. 4 L |  | 1
10-104-01 | Scalpel handle, standard No. 4 |  | 2
10-103-01 | Scalpel handle, standard No. 3 |  | 1
12-211-18 | TC Metzenbaum scissors, delicate, curved, 18 cm |  | 1
12-201-20 | TC Metzenbaum scissors, curved, 20 cm |  | 1
12-731-17 W | TC Mayo ligature scissors, curved, 17 cm W |  | 1
12-231-16 | TC Mayo-Lexer scissors, curved, 16 cm |  | 1
11-002-14 | Surgical scissors, Fig. 2, straight, 14 cm, | sharp/blunt | 1
13-002-14 | Dressing forceps delicate, straight, 14 cm |  | 1
13-100-14 | Dissecting forceps 1x2, 14.5 cm |  | 2
13-100-20 | Dissecting forceps 1x2, 20 cm |  | 2
13-208-16 | De Bakey forceps, 2.0 mm, straight, 16 cm |  | 2
13-208-20 | De Bakey forceps, 2.0 mm, straight, 20 cm |  | 2
15-061-12 | Halsted-Mosquito forceps, curved, 12.5 cm |  | 6
15-000-16 | Pean forceps, straight, 16 cm |  | 6
15-100-16 | Ochsner-Kocher forceps, straight, 16 cm |  | 6
15-702-27 | Gross-Maier sponge forceps, straight, 27 cm |  | 2
15-201-03 | Overholt-Geissendörfer forceps, curved, 21 cm |  | 1
15-201-04 | Overholt-Geissendörfer forceps, curved, 21 cm |  | 1
18-004-20 | De Bakey TC-needle holder, 20 cm, | Mayo Hegar delicate | 1
18-000-20 | Hegar TC-needle holder, straight, 20 cm |  | 1
18-002-20 | Mayo-Hegar TC-needle holder, 20 cm |  | 1
16-050-00 | Roux retractor, set of Fig. 1-3 |  | 1
16-027-03 | Kocher retractor, 60 x 25 mm, 23 cm |  | 2
16-021-03 | Obwegeser retractor, flat, 42x11 mm |  | 2
16-002-04 | Volkmann retractor, 4-prongs, semi-sharp, 22 cm |  | 2
16-006-06 | Kocher retractor, 6-prongs, semi-sharp, 22 cm |  | 2
16-014-08 | Koerte retractor, sharp, 8-prongs, 24 cm |  | 2
16-010-01 | Volkmann retractor, sharp, large curve, 22 cm |  | 1
16-017-06 | Israel retractor, 6-prong. 50x60 mm 25.5 cm |  | 1
40-428-00 | Hohmann bone lever, 8 mm, 22 cm |  | 2
40-428-02 | Hohmann bone lever, 18 mm, 24 cm |  | 2
40-428-03 | Hohmann bone lever, 44 mm, 24 cm |  | 2
40-428-07 | Hohmann bone lever, 34 mm, 28.5 cm |  | 2
40-474-06 | Simon bone currette, Fig. 2, 24 cm |  | 1
40-467-05 | Volkmann bone curette, Fig. 1, 17 cm |  | 1
40-467-08 | Volkmann bone curette, Fig. 4, 17 cm |  | 1
56-100-65 | Needle case, 62 x 13 mm, insert only |  | 1
56-112-02 | Needle case perforated, with compartments | 150 x 95 x 13 mm | 1
51-103-08 | Round bowls, Ø 85 mm, H 50 mm, 0.175 l |  | 1
51-103-11 | Round bowls, Ø 100 mm, H 50 mm, 0.25 l |  | 1
51-100-25 | Kidney bowls, 250 x 140 x 40 mm |  | 1
10-701-12 | Redon guide needle straight, 12 Charr. | with step formation | 1
10-705-14 | Redon guide needle curved, 14 Charr. | with step formation | 1
10-705-16 | Redon guide needle curved, 16 Charr. | with step formation | 1
57-020-46 C | BASIC SET TRAUMATOLOGY, CONTAINER AND BASKET
15-703-27 | Gross-Maier sponge forceps, curved, 27 cm |  | 2
15-801-11 | Backhaus towel forceps, 11 cm |  | 10
15-805-11 | Towel forceps, ball and socket, 11 cm |  | 6
10-104-04 | Scalpel handle No. 4 L |  | 1
10-104-01 | Scalpel handle, standard No. 4 |  | 2
10-103-01 | Scalpel handle, standard No. 3 |  | 1
12-211-18 | TC Metzenbaum scissors, delicate, curved, 18 cm |  | 1
12-201-20 | TC Metzenbaum scissors, curved, 20 cm |  | 1
12-731-17 W | TC Mayo ligature scissors, curved, 17 cm W |  | 1
12-231-16 | TC Mayo-Lexer scissors, curved, 16 cm |  | 1
11-002-14 | Surgical scissors, Fig. 2, straight, 14 cm, | sharp/blunt | 1
13-002-14 | Dressing forceps delicate, straight, 14 cm |  | 1
13-100-14 | Dissecting forceps 1x2, 14.5 cm |  | 2
13-100-20 | Dissecting forceps 1x2, 20 cm |  | 2
13-208-16 | De Bakey forceps, 2.0 mm, straight, 16 cm |  | 2
13-208-20 | De Bakey forceps, 2.0 mm, straight, 20 cm |  | 2
15-061-12 | Halsted-Mosquito forceps, curved, 12.5 cm |  | 6
15-000-16 | Pean forceps, straight, 16 cm |  | 6
15-100-16 | Ochsner-Kocher forceps, straight, 16 cm |  | 6
15-702-27 | Gross-Maier sponge forceps, straight, 27 cm |  | 2
15-201-03 | Overholt-Geissendörfer forceps, curved, 21 cm |  | 1
15-201-04 | Overholt-Geissendörfer forceps, curved, 21 cm |  | 1
18-004-20 | De Bakey TC-needle holder, 20 cm, | Mayo Hegar delicate | 1
18-000-20 | Hegar TC-needle holder, straight, 20 cm |  | 1
18-002-20 | Mayo-Hegar TC-needle holder, 20 cm |  | 1
16-050-00 | Roux retractor, set of Fig. 1-3 |  | 1
16-027-03 | Kocher retractor, 60 x 25 mm, 23 cm |  | 2
16-021-03 | Obwegeser retractor, flat, 42x11 mm |  | 2
16-002-04 | Volkmann retractor, 4-prongs, semi-sharp, 22 cm |  | 2
16-006-06 | Kocher retractor, 6-prongs, semi-sharp, 22 cm |  | 2
16-014-08 | Koerte retractor, sharp, 8-prongs, 24 cm |  | 2
16-010-01 | Volkmann retractor, sharp, large curve, 22 cm |  | 1
16-017-06 | Israel retractor, 6-prong. 50x60 mm 25.5 cm |  | 1
40-428-00 | Hohmann bone lever, 8 mm, 22 cm |  | 2
40-428-02 | Hohmann bone lever, 18 mm, 24 cm |  | 2
40-428-03 | Hohmann bone lever, 44 mm, 24 cm |  | 2
40-428-07 | Hohmann bone lever, 34 mm, 28.5 cm |  | 2
40-474-06 | Simon bone currette, Fig. 2, 24 cm |  | 1
40-467-05 | Volkmann bone curette, Fig. 1, 17 cm |  | 1
40-467-08 | Volkmann bone curette, Fig. 4, 17 cm |  | 1
56-100-65 | Needle case, 62 x 13 mm, insert only |  | 1
56-112-02 | Needle case perforated, with compartments | 150 x 95 x 13 mm | 1
51-103-08 | Round bowls, Ø 85 mm, H 50 mm, 0.175 l |  | 1
51-103-11 | Round bowls, Ø 100 mm, H 50 mm, 0.25 l |  | 1
51-100-25 | Kidney bowls, 250 x 140 x 40 mm |  | 1
10-701-12 | Redon guide needle straight, 12 Charr. | with step formation | 1
10-705-14 | Redon guide needle curved, 14 Charr. | with step formation | 1
10-705-16 | Redon guide needle curved, 16 Charr. | with step formation | 1
55-110-61 | Container bottom, aluminium, 600 x 272 x 116 mm, | non perforated | 1
55-110-90 | Container lid, aluminium, silver, 585 x 285 mm, | perforated | 1
55-190-05 | Wire basket, 480 x 245 x 50 mm |  | 1
55-820-03 | Identification label, red |  | 1
57-020-48 | SMALL METAL REMOVING SET
15-703-27 | Gross-Maier sponge forceps, curved, 27 cm |  | 1
15-801-11 | Backhaus towel forceps, 11 cm |  | 2
15-805-11 | Towel forceps, ball and socket, 11 cm |  | 2
10-104-01 | Scalpel handle, standard No. 4 |  | 1
10-103-01 | Scalpel handle, standard No. 3 |  | 1
12-211-18 | TC Metzenbaum scissors, delicate, curved, 18 cm |  | 1
11-003-14 | Surgical scissors, Fig. 2, curved, 14 cm, | sharp/blunt | 1
13-002-14 | Dressing forceps delicate, straight, 14 cm |  | 1
13-102-14 | Dissecting forceps 1x2, delicate, 14 cm |  | 2
15-061-12 | Halsted-Mosquito forceps, curved, 12.5 cm |  | 4
15-000-16 | Pean forceps, straight, 16 cm |  | 2
18-012-15 | Crile-Wood TC-needle holder, 15 cm |  | 1
16-127-16 | Desmarres vein retractor, 16 mm, 13 cm |  | 2
16-120-01 | Trachea hook, sharp, 1-prong, 16 cm |  | 2
16-001-01 | Volkmann retractor, 1-prong, sharp, 22 cm |  | 1
16-253-16 | Adson self retaining retractor, hinged, blunt, | 16.5 cm | 1
40-467-01 | Volkmann bone curette, Fig. 0000, 17 cm |  | 1
28-940-04 AL | Scaler # 13S-14S | "McCall" | 1
40-390-02 | Periosteal elevator, Ferrozell, curved, 3 mm, | 19 cm | 1
43-750-35 | Screw driver, hexagonal, 3.5 mm, 25 cm |  | 1
43-754-20 | Lane, Screw driver, flat, 25 cm |  | 1
40-873-16 | TC wire cutting forceps, double, 16 cm, | hard Ø 1.7 mm / soft Ø 2.0 mm | 1
40-862-02 | Extraction pliers for wires, 18 cm |  | 1
51-103-12 | Round bowls, Ø 150 mm, H 62 mm, 0.9 l |  | 1
10-709-12 | Redon guide needle, straight,lancet tip, 12 Charr. | with step formation | 1
10-705-14 G | Redon guide needle curved, 14 Charr. | with thread | 1
57-020-48 C | SMALL METAL REMOVING SET, CONTAINER AND BASKET
15-703-27 | Gross-Maier sponge forceps, curved, 27 cm |  | 1
15-801-11 | Backhaus towel forceps, 11 cm |  | 2
15-805-11 | Towel forceps, ball and socket, 11 cm |  | 2
10-104-01 | Scalpel handle, standard No. 4 |  | 1
10-103-01 | Scalpel handle, standard No. 3 |  | 1
12-211-18 | TC Metzenbaum scissors, delicate, curved, 18 cm |  | 1
11-003-14 | Surgical scissors, Fig. 2, curved, 14 cm, | sharp/blunt | 1
13-002-14 | Dressing forceps delicate, straight, 14 cm |  | 1
13-102-14 | Dissecting forceps 1x2, delicate, 14 cm |  | 2
15-061-12 | Halsted-Mosquito forceps, curved, 12.5 cm |  | 4
15-000-16 | Pean forceps, straight, 16 cm |  | 2
18-012-15 | Crile-Wood TC-needle holder, 15 cm |  | 1
16-127-16 | Desmarres vein retractor, 16 mm, 13 cm |  | 2
16-120-01 | Trachea hook, sharp, 1-prong, 16 cm |  | 2
16-001-01 | Volkmann retractor, 1-prong, sharp, 22 cm |  | 1
16-253-16 | Adson self retaining retractor, hinged, blunt, | 16.5 cm | 1
40-467-01 | Volkmann bone curette, Fig. 0000, 17 cm |  | 1
28-940-04 AL | Scaler # 13S-14S | "McCall" | 1
40-390-02 | Periosteal elevator, Ferrozell, curved, 3 mm, | 19 cm | 1
43-750-35 | Screw driver, hexagonal, 3.5 mm, 25 cm |  | 1
43-754-20 | Lane, Screw driver, flat, 25 cm |  | 1
40-873-16 | TC wire cutting forceps, double, 16 cm, | hard Ø 1.7 mm / soft Ø 2.0 mm | 1
40-862-02 | Extraction pliers for wires, 18 cm |  | 1
51-103-12 | Round bowls, Ø 150 mm, H 62 mm, 0.9 l |  | 1
10-709-12 | Redon guide needle, straight,lancet tip, 12 Charr. | with step formation | 1
10-705-14 G | Redon guide needle curved, 14 Charr. | with thread | 1
55-210-60 | Container bottom, aluminium, 475 x 272 x 96 mm, | non perforated | 1
55-210-90 | Container lid, aluminium, silver, 460 x 285 mm, | perforated | 1
55-290-05 | Wire basket, 405 x 245 x 50 mm |  | 1
55-820-03 | Identification label, red |  | 1
57-020-50 | SINGLE INSTRUMENTS FOR WIRE EXTENSION
40-801-07 | Kirschner extension bow, 200/155 mm |  | 1
40-801-06 | Kirschner extension bow, 155/155 mm |  | 2
40-801-04 | Kirschner extension bow, 120/120 mm |  | 2
40-801-03 | Kirschner extension bow, 105/100 mm |  | 1
40-801-01 | Kirschner extension bow, 95/70 mm |  | 2
40-806-00 | Wrench for extension bow 14/17 |  | 2
40-805-00 | Wire strainer for 40-801-00 - 40-801-07 |  | 2
57-020-50 C | SINGLE INSTRUMENTS FOR WIRE EXTENSION, CONTAINER AND BASKET
40-801-07 | Kirschner extension bow, 200/155 mm |  | 1
40-801-06 | Kirschner extension bow, 155/155 mm |  | 2
40-801-04 | Kirschner extension bow, 120/120 mm |  | 2
40-801-03 | Kirschner extension bow, 105/100 mm |  | 1
40-801-01 | Kirschner extension bow, 95/70 mm |  | 2
40-806-00 | Wrench for extension bow 14/17 |  | 2
40-805-00 | Wire strainer for 40-801-00 - 40-801-07 |  | 2
55-210-60 | Container bottom, aluminium, 475 x 272 x 96 mm, | non perforated | 1
55-210-90 | Container lid, aluminium, silver, 460 x 285 mm, | perforated | 1
55-290-05 | Wire basket, 405 x 245 x 50 mm |  | 1
55-820-03 | Identification label, red |  | 1
57-020-52 | BONE WIRING SET
40-832-20 | TC wire twister, flat, square, 20 cm |  | 2
40-856-17 | Flat nose pliers, parallel grip, 17 cm |  | 1
40-858-18 | Flat nose pliers, stainless steel, 18 cm |  | 1
40-884-16 | Diamond wire cutter, 16 cm, hard Ø 2.0 mm / | soft Ø 2.2 mm | 1
40-873-22 | TC wire cutting forceps, angled, 22 cm, | hard Ø 2.2 mm / soft Ø 3.0 mm | 1
40-825-45 | Wire guide, 45 mm, 24.5 cm, PTFE handle |  | 1
28-776-16 | Mc Kellops Bar bending plier 16 cm |  | 1
40-825-70 | Wire guide, 70 mm, 23 cm, PTFE handle |  | 1
40-821-10 | Bone wire, soft, coil, 10 m x 1.0 mm |  | 1
40-821-15 | Bone wire, soft, coil, 10 m x 1.5 mm |  | 1
42-150-12 | Kirschner,Trocar,150 mm,flat,Ø1,2, 10pc |  | 1
42-150-15 | Kirschner,Trocar,150 mm,flat,Ø1,5, 10pc |  | 2
42-150-20 | Kirschner,Trocar,150 mm,flat,Ø2,0, 10pc |  | 1
42-150-25 | Kirschner,Trocar,150 mm,flat,Ø2,5, 10pc |  | 1
42-038-00 | Dispenser for Kirschner wires, 16 cm |  | 1
57-020-52 C | BONE WIRING SET, CONTAINER AND BASKET
40-832-20 | TC wire twister, flat, square, 20 cm |  | 2
40-856-17 | Flat nose pliers, parallel grip, 17 cm |  | 1
40-858-18 | Flat nose pliers, stainless steel, 18 cm |  | 1
40-884-16 | Diamond wire cutter, 16 cm, hard Ø 2.0 mm / | soft Ø 2.2 mm | 1
40-873-22 | TC wire cutting forceps, angled, 22 cm, | hard Ø 2.2 mm / soft Ø 3.0 mm | 1
40-825-45 | Wire guide, 45 mm, 24.5 cm, PTFE handle |  | 1
28-776-16 | Mc Kellops Bar bending plier 16 cm |  | 1
40-825-70 | Wire guide, 70 mm, 23 cm, PTFE handle |  | 1
40-821-10 | Bone wire, soft, coil, 10 m x 1.0 mm |  | 1
40-821-15 | Bone wire, soft, coil, 10 m x 1.5 mm |  | 1
42-150-12 | Kirschner,Trocar,150 mm,flat,Ø1,2, 10pc |  | 1
42-150-15 | Kirschner,Trocar,150 mm,flat,Ø1,5, 10pc |  | 2
42-150-20 | Kirschner,Trocar,150 mm,flat,Ø2,0, 10pc |  | 1
42-150-25 | Kirschner,Trocar,150 mm,flat,Ø2,5, 10pc |  | 1
42-038-00 | Dispenser for Kirschner wires, 16 cm |  | 1
55-210-60 | Container bottom, aluminium, 475 x 272 x 96 mm, | non perforated | 1
55-210-90 | Container lid, aluminium, silver, 460 x 285 mm, | perforated | 1
55-290-05 | Wire basket, 405 x 245 x 50 mm |  | 1
55-820-03 | Identification label, red |  | 1
57-020-54 | BONE HOLDING FORCEPS (STANDARD SIZE)
40-513-20 | Reposition forceps, 20.5 cm |  | 1
40-521-17 | Bone holding forceps with thread fixation, 17 cm |  | 1
40-521-23 | Bone holding forceps with thread fixation, 23.5 cm |  | 2
40-549-19 | Bone holding forceps, self holding, 19 cm |  | 1
40-549-26 | Bone holding forceps, self holding, 26 cm |  | 1
40-549-28 | Bone holding forceps, self holding, 28 cm |  | 1
57-020-54 C | BONE HOLDING FORCEPS (STANDARD SIZE), CONTAINER AND BASKET
40-513-20 | Reposition forceps, 20.5 cm |  | 1
40-521-17 | Bone holding forceps with thread fixation, 17 cm |  | 1
40-521-23 | Bone holding forceps with thread fixation, 23.5 cm |  | 2
40-549-19 | Bone holding forceps, self holding, 19 cm |  | 1
40-549-26 | Bone holding forceps, self holding, 26 cm |  | 1
40-549-28 | Bone holding forceps, self holding, 28 cm |  | 1
55-210-60 | Container bottom, aluminium, 475 x 272 x 96 mm, | non perforated | 1
55-210-90 | Container lid, aluminium, silver, 460 x 285 mm, | perforated | 1
55-290-05 | Wire basket, 405 x 245 x 50 mm |  | 1
55-820-03 | Identification label, red |  | 1
57-020-56 | BASIC TOTAL HIP SET
10-911-02 | Yankauer suction tube, 27 cm with central | bore Ø 2.0 mm | 3
10-104-01 | Scalpel handle, standard No. 4 |  | 2
10-103-06 | Scalpel handle No. 7 |  | 1
10-104-04 | Scalpel handle No. 4 L |  | 1
11-161-23 | Mayo surgical scissors, curved, 23 cm |  | 1
11-160-17 | Mayo surgical scissors, straight, 17 cm |  | 2
11-161-17 | Mayo surgical scissors, curved, 17 cm |  | 2
11-201-18 | Metzenbaum scissors, curved, Fig. 1, 18 cm |  | 1
11-201-20 | Metzenbaum scissors, curved, Fig. 1, 20 cm |  | 1
13-100-14 | Dissecting forceps 1x2, 14.5 cm |  | 2
13-128-14 | Standard dissecting forceps, 4x5, 14 cm |  | 2
13-144-12 | Micro-Adson forceps, 1x2, 12 cm |  | 2
13-084-15 | Forceps, russian type, 15 cm |  | 1
13-084-20 | Forceps, russian type, 20 cm |  | 1
15-060-12 | Halsted-Mosquito forceps, straight, 12.5 cm |  | 6
15-049-14 | Crile forceps, curved, 14 cm |  | 6
15-039-16 | Crile-Rankin forceps, curved, 16 cm |  | 6
15-047-15 | Leriche forceps, curved, 15 cm |  | 6
15-001-20 | Pean forceps, curved, 20 cm |  | 2
15-100-20 | Ochsner-Kocher forceps, straight, 20 cm |  | 4
15-237-23 | Gemini forceps, curved, 23 cm |  | 2
15-801-08 | Backhaus towel forceps, 8 cm |  | 8
15-801-13 | Backhaus towel forceps, 13 cm |  | 6
15-736-25 | Förster-Ballenger forceps, straight, 25 cm |  | 4
18-002-18 | Mayo-Hegar TC-needle holder, 18 cm |  | 2
18-002-20 | Mayo-Hegar TC-needle holder, 20 cm |  | 2
18-004-18 | De Bakey TC-needle holder, 18 cm, | Mayo Hegar delicate | 1
16-047-01 | Richardson-Eastman retractor, Fig. 1 | 28 x 20 mm / 36 x 28 mm, 26 cm | 1
16-047-02 | Richardson-Eastman retractor, Fig. 2, | 49 x 38 mm / 63 x 49 mm, 27 cm | 1
16-016-04 | Ollier retractor, 4-prong, 36x60 mm, 23 cm |  | 2
16-248-18 | Gelpi-Loktite self retaining retractor, 18 cm |  | 1
16-249-18 | Gelpi-Loktite retractor, with ball, 18 cm |  | 1
16-001-04 | Volkmann retractor, 4-prongs, sharp, 22 cm |  | 2
40-434-24 | Bennet bone lever, 65 mm, 24 cm |  | 1
16-018-05 | Langenbeck retractor, 40x11 mm |  | 1
16-217-16 | Weitlaner self retainig retractor, sharp, 3x4, | 16.5 cm | 1
16-241-20 | Anderson-Adson self retaining retractor, sharp, | 4x4 teeth, 20 cm | 1
15-766-14 | Allis tissue forceps, 4x5, straight, 15 cm |  | 6
15-766-19 | Allis tissue forceps, 5x6, straight, 19 cm |  | 4
10-032-15 | Ruler, 15 cm |  | 1
40-719-27 | Liston-Key bone cutting forceps, angled, 25.5 cm |  | 1
40-665-22 | Luer-Stille bone rongeur, curved, 22 cm |  | 1
40-660-06 | Stille bone rongeur, angled, 6 mm, 23 cm |  | 1
40-135-00 | Gigli handle |  | 2
40-130-50 | Olivecrona wire saw, 500 mm |  | 4
20-158-33 | Martel wire guide, 33 cm |  | 1
40-401-02 | Langenbeck periosteal elevator, 16 mm, 19 cm |  | 1
40-482-13 | Bruns curette, straight, oval, 23cm, Fig. 00, | Hexagonal handle | 1
40-482-16 | Bruns curette, straight, oval, 23cm, Fig. 2, | Hexagonal handle | 1
40-482-18 | Bruns curette, straight, oval, 23cm, Fig. 4, | Hexagonal handle | 1
40-482-20 | Bruns curette, straight, oval, 23cm, Fig. 6, | Hexagonal handle | 1
16-261-32 | Beckmann-Eaton self retaining retractor, sharp, | hinged, 7 x 7 teeth, 32 cm | 1
40-918-00 | Bunnell hand drill, complete with key |  | 1
40-428-00 | Hohmann bone lever, 8 mm, 22 cm |  | 1
40-428-06 | Hohmann bone lever, 24 mm, 26 cm |  | 1
40-428-04 | Hohmann bone lever, strongly curved, 65 mm, 25.5cm |  | 1
16-010-01 | Volkmann retractor, sharp, large curve, 22 cm |  | 1
40-300-06 | Hibbs osteotome, 6 mm, 24.5 cm |  | 1
40-300-13 | Hibbs osteotome, 13 mm, 24.5 cm |  | 1
40-300-19 | Hibbs osteotome, 19 mm, 24.5 cm |  | 1
40-300-25 | Hibbs osteotome, 25 mm, 24.5 cm |  | 1
40-230-45 | Mallet with aluminium handle, Ø 35 mm, 450 g, | 26.5 cm | 1
40-435-34 | Murphy-Lane luxation lever, 30 / 18 mm, 30 cm |  | 1
40-451-30 | Putti rasp, round, 30 cm |  | 1
40-414-06 | Key raspatory, slightly curved, 6 mm, 18 cm |  | 1
57-020-56 C | BASIC TOTAL HIP SET, CONTAINER AND BASKET
10-911-02 | Yankauer suction tube, 27 cm with central | bore Ø 2.0 mm | 3
10-104-01 | Scalpel handle, standard No. 4 |  | 2
10-103-06 | Scalpel handle No. 7 |  | 1
10-104-04 | Scalpel handle No. 4 L |  | 1
11-161-23 | Mayo surgical scissors, curved, 23 cm |  | 1
11-160-17 | Mayo surgical scissors, straight, 17 cm |  | 2
11-161-17 | Mayo surgical scissors, curved, 17 cm |  | 2
11-201-18 | Metzenbaum scissors, curved, Fig. 1, 18 cm |  | 1
11-201-20 | Metzenbaum scissors, curved, Fig. 1, 20 cm |  | 1
13-100-14 | Dissecting forceps 1x2, 14.5 cm |  | 2
13-128-14 | Standard dissecting forceps, 4x5, 14 cm |  | 2
13-144-12 | Micro-Adson forceps, 1x2, 12 cm |  | 2
13-084-15 | Forceps, russian type, 15 cm |  | 1
13-084-20 | Forceps, russian type, 20 cm |  | 1
15-060-12 | Halsted-Mosquito forceps, straight, 12.5 cm |  | 6
15-049-14 | Crile forceps, curved, 14 cm |  | 6
15-039-16 | Crile-Rankin forceps, curved, 16 cm |  | 6
15-047-15 | Leriche forceps, curved, 15 cm |  | 6
15-001-20 | Pean forceps, curved, 20 cm |  | 2
15-100-20 | Ochsner-Kocher forceps, straight, 20 cm |  | 4
15-237-23 | Gemini forceps, curved, 23 cm |  | 2
15-801-08 | Backhaus towel forceps, 8 cm |  | 8
15-801-13 | Backhaus towel forceps, 13 cm |  | 6
15-736-25 | Förster-Ballenger forceps, straight, 25 cm |  | 4
18-002-18 | Mayo-Hegar TC-needle holder, 18 cm |  | 2
18-002-20 | Mayo-Hegar TC-needle holder, 20 cm |  | 2
18-004-18 | De Bakey TC-needle holder, 18 cm, | Mayo Hegar delicate | 1
16-047-01 | Richardson-Eastman retractor, Fig. 1 | 28 x 20 mm / 36 x 28 mm, 26 cm | 1
16-047-02 | Richardson-Eastman retractor, Fig. 2, | 49 x 38 mm / 63 x 49 mm, 27 cm | 1
16-016-04 | Ollier retractor, 4-prong, 36x60 mm, 23 cm |  | 2
16-248-18 | Gelpi-Loktite self retaining retractor, 18 cm |  | 1
16-249-18 | Gelpi-Loktite retractor, with ball, 18 cm |  | 1
16-001-04 | Volkmann retractor, 4-prongs, sharp, 22 cm |  | 2
40-434-24 | Bennet bone lever, 65 mm, 24 cm |  | 1
16-018-05 | Langenbeck retractor, 40x11 mm |  | 1
16-217-16 | Weitlaner self retainig retractor, sharp, 3x4, | 16.5 cm | 1
16-241-20 | Anderson-Adson self retaining retractor, sharp, | 4x4 teeth, 20 cm | 1
15-766-14 | Allis tissue forceps, 4x5, straight, 15 cm |  | 6
15-766-19 | Allis tissue forceps, 5x6, straight, 19 cm |  | 4
10-032-15 | Ruler, 15 cm |  | 1
40-719-27 | Liston-Key bone cutting forceps, angled, 25.5 cm |  | 1
40-665-22 | Luer-Stille bone rongeur, curved, 22 cm |  | 1
40-660-06 | Stille bone rongeur, angled, 6 mm, 23 cm |  | 1
40-135-00 | Gigli handle |  | 2
40-130-50 | Olivecrona wire saw, 500 mm |  | 4
20-158-33 | Martel wire guide, 33 cm |  | 1
40-401-02 | Langenbeck periosteal elevator, 16 mm, 19 cm |  | 1
40-482-13 | Bruns curette, straight, oval, 23cm, Fig. 00, | Hexagonal handle | 1
40-482-16 | Bruns curette, straight, oval, 23cm, Fig. 2, | Hexagonal handle | 1
40-482-18 | Bruns curette, straight, oval, 23cm, Fig. 4, | Hexagonal handle | 1
40-482-20 | Bruns curette, straight, oval, 23cm, Fig. 6, | Hexagonal handle | 1
16-261-32 | Beckmann-Eaton self retaining retractor, sharp, | hinged, 7 x 7 teeth, 32 cm | 1
40-918-00 | Bunnell hand drill, complete with key |  | 1
40-428-00 | Hohmann bone lever, 8 mm, 22 cm |  | 1
40-428-06 | Hohmann bone lever, 24 mm, 26 cm |  | 1
40-428-04 | Hohmann bone lever, strongly curved, 65 mm, 25.5cm |  | 1
16-010-01 | Volkmann retractor, sharp, large curve, 22 cm |  | 1
40-300-06 | Hibbs osteotome, 6 mm, 24.5 cm |  | 1
40-300-13 | Hibbs osteotome, 13 mm, 24.5 cm |  | 1
40-300-19 | Hibbs osteotome, 19 mm, 24.5 cm |  | 1
40-300-25 | Hibbs osteotome, 25 mm, 24.5 cm |  | 1
40-230-45 | Mallet with aluminium handle, Ø 35 mm, 450 g, | 26.5 cm | 1
40-435-34 | Murphy-Lane luxation lever, 30 / 18 mm, 30 cm |  | 1
40-451-30 | Putti rasp, round, 30 cm |  | 1
40-414-06 | Key raspatory, slightly curved, 6 mm, 18 cm |  | 1
55-110-62 | Container bottom, aluminium, 600 x 272 x 138 mm, | non perforated | 1
55-110-90 | Container lid, aluminium, silver, 585 x 285 mm, | perforated | 1
55-190-05 | Wire basket, 480 x 245 x 50 mm |  | 2
55-820-03 | Identification label, red |  | 1
57-020-58 | FINGER AMPUTATION SET
11-002-14 | Surgical scissors, Fig. 2, straight, 14 cm, | sharp/blunt | 1
11-201-14 | Metzenbaum scissors, curved, Fig. 1, 14 cm |  | 1
13-042-12 | Adson dressing forceps, 12 cm |  | 2
13-142-12 | Adson dissecting forceps, 1x2, 12 cm |  | 2
15-061-12 | Halsted-Mosquito forceps, curved, 12.5 cm |  | 4
17-032-12 | Derf (Wright) needle holder, 12 cm |  | 1
10-103-01 | Scalpel handle, standard No. 3 |  | 1
16-152-01 | Gillies skin hook, 1-prong, small, 18 cm |  | 2
26-663-18 | Freer elevator, sharp/blunt, 5 / 5 mm, 18 cm |  | 1
40-254-04 | Freer chisel, straight, 4 mm, 17 cm |  | 1
40-442-21 | Cottle nasal rasp, 30 x 8 mm, 21 cm |  | 1
10-032-20 | Ruler, 20 cm |  | 1
40-468-05 | Spratt bone curette, Fig. 1, 17 cm |  | 1
40-468-04 | Spratt bone curette, Fig. 0, 17 cm |  | 1
40-468-03 | Spratt bone curette, Fig. 00, 17 cm |  | 1
40-200-20 | Mead mallet, Ø 26 mm, 320 g, 19 cm |  | 1
47-212-00 | Lead hand, adult, 37 cm |  | 1
40-653-05 | Ruskin bone rongeur, curved, 5 mm, 18 cm |  | 1
40-713-19 | Ruskin-Liston bone cutting forceps, angled, 19 cm |  | 1
57-020-58 C | FINGER AMPUTATION SET, CONTAINER AND BASKET
11-002-14 | Surgical scissors, Fig. 2, straight, 14 cm, | sharp/blunt | 1
11-201-14 | Metzenbaum scissors, curved, Fig. 1, 14 cm |  | 1
13-042-12 | Adson dressing forceps, 12 cm |  | 2
13-142-12 | Adson dissecting forceps, 1x2, 12 cm |  | 2
15-061-12 | Halsted-Mosquito forceps, curved, 12.5 cm |  | 4
17-032-12 | Derf (Wright) needle holder, 12 cm |  | 1
10-103-01 | Scalpel handle, standard No. 3 |  | 1
16-152-01 | Gillies skin hook, 1-prong, small, 18 cm |  | 2
26-663-18 | Freer elevator, sharp/blunt, 5 / 5 mm, 18 cm |  | 1
40-254-04 | Freer chisel, straight, 4 mm, 17 cm |  | 1
40-442-21 | Cottle nasal rasp, 30 x 8 mm, 21 cm |  | 1
10-032-20 | Ruler, 20 cm |  | 1
40-468-05 | Spratt bone curette, Fig. 1, 17 cm |  | 1
40-468-04 | Spratt bone curette, Fig. 0, 17 cm |  | 1
40-468-03 | Spratt bone curette, Fig. 00, 17 cm |  | 1
40-200-20 | Mead mallet, Ø 26 mm, 320 g, 19 cm |  | 1
47-212-00 | Lead hand, adult, 37 cm |  | 1
40-653-05 | Ruskin bone rongeur, curved, 5 mm, 18 cm |  | 1
40-713-19 | Ruskin-Liston bone cutting forceps, angled, 19 cm |  | 1
55-310-60 | Container bottom, aluminium, 310 x 272 x 96 mm, | non perforated | 1
55-310-90 | Container lid, aluminium, silver, 295 x 280 mm, | perforated | 1
55-390-05 | Wire basket, 246 x 246 x 50 mm |  | 1
55-820-03 | Identification label, red |  | 1
57-020-60 | MENISECTOMY SET
51-100-25 | Kidney bowls, 250 x 140 x 40 mm |  | 1
15-801-11 | Backhaus towel forceps, 11 cm |  | 6
15-736-25 | Förster-Ballenger forceps, straight, 25 cm |  | 2
13-100-14 | Dissecting forceps 1x2, 14.5 cm |  | 1
13-002-14 | Dressing forceps delicate, straight, 14 cm |  | 1
13-066-17 | Cushing forceps, straight, 17.5 cm |  | 1
10-104-01 | Scalpel handle, standard No. 4 |  | 2
10-604-16 | Probe with ear, 16 cm |  | 1
11-161-14 | Mayo surgical scissors, curved, 14 cm |  | 1
11-160-14 | Mayo surgical scissors, straight, 14 cm |  | 1
11-201-18 | Metzenbaum scissors, curved, Fig. 1, 18 cm |  | 1
15-048-14 | Crile forceps, straight, 14 cm |  | 6
15-039-16 | Crile-Rankin forceps, curved, 16 cm |  | 6
15-014-18 | Spencer-Wells forceps, straight, 18 cm |  | 2
15-766-12 | Baby Allis forceps, 4x5, straight, 12.5 cm |  | 2
15-770-20 | Thoms-Allis tissue forceps, 6x7, straight, 20 cm |  | 10
17-002-14 | Mayo-Hegar needle holder, 14 cm |  | 1
17-000-18 | Hegar needle holder, heavy pattern, 17.5 cm |  | 1
15-714-18 | Lister-Sinus forceps, straight, 18 cm |  | 1
16-027-02 | Kocher retractor, 60 x 20 mm, 23 cm |  | 1
16-056-00 | Farabeuf retractor, set Fig.1&2, 15 cm |  | 1
10-915-08 | Pool suction cannula, Ø 8 mm, 22.5 cm |  | 1
15-851-13 | Mayo instrument safety pin, 13 cm |  | 2
13-106-20 | Waugh forceps, 1x2, straight, 20 cm |  | 1
57-020-60 C | MENISECTOMY SET, CONTAINER AND BASKET
51-100-25 | Kidney bowls, 250 x 140 x 40 mm |  | 1
15-801-11 | Backhaus towel forceps, 11 cm |  | 6
15-736-25 | Förster-Ballenger forceps, straight, 25 cm |  | 2
13-100-14 | Dissecting forceps 1x2, 14.5 cm |  | 1
13-002-14 | Dressing forceps delicate, straight, 14 cm |  | 1
13-066-17 | Cushing forceps, straight, 17.5 cm |  | 1
10-104-01 | Scalpel handle, standard No. 4 |  | 2
10-604-16 | Probe with ear, 16 cm |  | 1
11-161-14 | Mayo surgical scissors, curved, 14 cm |  | 1
11-160-14 | Mayo surgical scissors, straight, 14 cm |  | 1
11-201-18 | Metzenbaum scissors, curved, Fig. 1, 18 cm |  | 1
15-048-14 | Crile forceps, straight, 14 cm |  | 6
15-039-16 | Crile-Rankin forceps, curved, 16 cm |  | 6
15-014-18 | Spencer-Wells forceps, straight, 18 cm |  | 2
15-766-12 | Baby Allis forceps, 4x5, straight, 12.5 cm |  | 2
15-770-20 | Thoms-Allis tissue forceps, 6x7, straight, 20 cm |  | 10
17-002-14 | Mayo-Hegar needle holder, 14 cm |  | 1
17-000-18 | Hegar needle holder, heavy pattern, 17.5 cm |  | 1
15-714-18 | Lister-Sinus forceps, straight, 18 cm |  | 1
16-027-02 | Kocher retractor, 60 x 20 mm, 23 cm |  | 1
16-056-00 | Farabeuf retractor, set Fig.1&2, 15 cm |  | 1
10-915-08 | Pool suction cannula, Ø 8 mm, 22.5 cm |  | 1
15-851-13 | Mayo instrument safety pin, 13 cm |  | 2
13-106-20 | Waugh forceps, 1x2, straight, 20 cm |  | 1
55-210-60 | Container bottom, aluminium, 475 x 272 x 96 mm, | non perforated | 1
55-210-90 | Container lid, aluminium, silver, 460 x 285 mm, | perforated | 1
55-290-05 | Wire basket, 405 x 245 x 50 mm |  | 1
55-820-03 | Identification label, red |  | 1
57-020-62 | INSTRUMENT SET FOR FOOT SURGERY
10-104-01 | Scalpel handle, standard No. 4 |  | 1
10-103-01 | Scalpel handle, standard No. 3 |  | 1
11-001-14 | Surgical scissors, Fig. 1, curved, 14 cm, | blunt/blunt | 1
12-731-14 W | TC Mayo ligature scissors, curved, 14 cm W |  | 1
12-201-14 | TC Metzenbaum scissors, curved, 14 cm |  | 1
12-211-14 | TC Metzenbaum scissors, delicate, curved, 14 cm |  | 1
12-253-14 | TC Metzenbaum-Lahey scissors, curved, 14 cm |  | 1
13-042-12 | Adson dressing forceps, 12 cm |  | 2
13-100-14 | Dissecting forceps 1x2, 14.5 cm |  | 2
13-142-15 | Adson dissecting, 1x2, forceps, 15 cm |  | 2
15-033-14 | Micro Adson forceps, 14 cm |  | 2
15-067-12 | Baby-Mosquito forceps, curved, 12 cm |  | 2
15-161-12 | Halsted-Mosquito forceps, curved, 1x2, 12 cm |  | 4
15-062-12 | Micro-Mosquito forceps, straight, 12.5 cm |  | 2
15-100-18 | Ochsner-Kocher forceps, straight, 18 cm |  | 3
15-801-13 | Backhaus towel forceps, 13 cm |  | 1
16-110-02 | Retractor, sharp, Fig. 2, 16 cm |  | 2
16-122-02 | Trachea hook, blunt, 2-prongs, 16 cm |  | 2
16-122-04 | Trachea hook, blunt, 4-prongs, 16 cm |  | 2
16-128-14 | Desmarres vein retractor, 14 mm, 16 cm |  | 2
16-140-17 | Mini-Langenbeck retractor, 17 x 5 mm, 16 cm |  | 2
16-005-01 | Kocher retractor, 1-prong, sharp, 22 cm |  | 1
47-221-00 | Vickers wound spreader, complete, Fig. 1, | with central blade 10 x 18 mm | 1
17-817-11 | Surgical needle "G", triangular, Fig. 11 |  | 1
17-817-12 | Surgical needle "G", triangular, Fig. 12 |  | 1
17-819-06 | Surgical needle "Ga", triangular, Fig. 6 |  | 1
18-012-15 | Crile-Wood TC-needle holder, 15 cm |  | 2
18-002-16 | Mayo-Hegar TC-needle holder, 16 cm |  | 2
17-727-20 | Ligature needle, left, blunt, 20 cm |  | 1
40-150-14 | Reamer, square, 14 cm |  | 1
40-862-11 | Flat nose pliers, double action, pointed, 18 cm |  | 1
40-852-16 | Hackstock flat nose pliers, with groove, 16 cm |  | 2
40-875-23 | TC wire cutting forceps, HERCULES, 23cm, max.Ø 3mm | exchangeable silicone inserts & TC blades | 1
40-288-10 | Stille gouge, 10 mm, 20 cm |  | 1
40-288-20 | Stille gouge, 20 mm, 20 cm |  | 1
40-276-08 | Mini-Lambotte osteotome, 8 mm, 12.5 cm |  | 1
40-276-12 | Mini-Lambotte osteotome, 12 mm, 12.5 cm |  | 1
40-292-20 | Lambotte osteotome, 20 mm, 24 cm |  | 1
40-251-05 | Tamper, Ø 5 mm, 16 cm |  | 1
40-251-08 | Tamper, Ø 8 mm, 16 cm |  | 1
40-218-25 | Lucae mallet, Ø 25 mm, 260 g, 19.5 cm |  | 1
40-467-03 | Volkmann bone curette, Fig. 00, 17 cm |  | 1
40-468-09 | Spratt bone curette, Fig. 5, 17 cm |  | 1
40-391-03 | Periosteal elevator Ferrozell, curved, 14 mm | round, 20 cm | 1
40-390-04 | Periosteal elevator, Ferrozell, curved, round, | 6 mm, 19 cm | 1
40-422-02 | Williger elevator, 7 mm, 17 cm |  | 1
40-424-03 | Bone lever, 6 mm, 15 cm |  | 2
40-425-03 | Mini-Hohmann bone lever, 2 / 8 mm, 16 cm |  | 2
40-428-00 | Hohmann bone lever, 8 mm, 22 cm |  | 2
40-503-13 | Reposition forceps, for small fragments, 13.5 cm |  | 1
40-534-18 | Frosch bone holding forceps, 18 cm |  | 1
40-607-14 | Luer-Friedmann bone rongeur, slightly curved, | 14.5 cm | 1
40-608-14 | Friedmann-Vickers bone rongeur, 14 cm |  | 1
40-619-17 | Hartmann-Bane bone rongeur, curved, 17 cm |  | 1
40-706-17 | Liston bone cutting forceps, straight, 17 cm |  | 1
20-375-01 | Inge lamina spreader, 17 cm (A) |  | 1
40-511-17 | Reill reposition forceps, 17 cm |  | 1
40-375-11 | Obwegeser periosteal elevator, curved, 11 mm, | 17.5 cm | 1
16-021-13 | Obwegeser retractor, concave, 10x35 mm |  | 2
56-100-65 | Needle case, 62 x 13 mm, insert only |  | 1
51-103-08 | Round bowls, Ø 85 mm, H 50 mm, 0.175 l |  | 1
51-100-25 | Kidney bowls, 250 x 140 x 40 mm |  | 1
70-700-07 | Bipol-McPherson forceps, pointed, straight, 0.25mm | flat-plug, 10.5 cm | 1
70-710-20 | Bipol-forceps, blunt, straight, 1.0 mm flat-plug, | 20 cm | 1
70-245-50 | Bipolar connecting cable, 5.0 m, with flat-plug | round for AMNOTOM, Valleylab, Codman units | 1
28-928-25 | Filling instrument, ball-shaped | 2,0 / 2,5 mm | 1
57-020-62 C | INSTRUMENT SET FOR FOOT SURGERY, CONTAINER AND BASKET
10-104-01 | Scalpel handle, standard No. 4 |  | 1
10-103-01 | Scalpel handle, standard No. 3 |  | 1
11-001-14 | Surgical scissors, Fig. 1, curved, 14 cm, | blunt/blunt | 1
12-731-14 W | TC Mayo ligature scissors, curved, 14 cm W |  | 1
12-201-14 | TC Metzenbaum scissors, curved, 14 cm |  | 1
12-211-14 | TC Metzenbaum scissors, delicate, curved, 14 cm |  | 1
12-253-14 | TC Metzenbaum-Lahey scissors, curved, 14 cm |  | 1
13-042-12 | Adson dressing forceps, 12 cm |  | 2
13-100-14 | Dissecting forceps 1x2, 14.5 cm |  | 2
13-142-15 | Adson dissecting, 1x2, forceps, 15 cm |  | 2
15-033-14 | Micro Adson forceps, 14 cm |  | 2
15-067-12 | Baby-Mosquito forceps, curved, 12 cm |  | 2
15-161-12 | Halsted-Mosquito forceps, curved, 1x2, 12 cm |  | 4
15-062-12 | Micro-Mosquito forceps, straight, 12.5 cm |  | 2
15-100-18 | Ochsner-Kocher forceps, straight, 18 cm |  | 3
15-801-13 | Backhaus towel forceps, 13 cm |  | 1
16-110-02 | Retractor, sharp, Fig. 2, 16 cm |  | 2
16-122-02 | Trachea hook, blunt, 2-prongs, 16 cm |  | 2
16-122-04 | Trachea hook, blunt, 4-prongs, 16 cm |  | 2
16-128-14 | Desmarres vein retractor, 14 mm, 16 cm |  | 2
16-140-17 | Mini-Langenbeck retractor, 17 x 5 mm, 16 cm |  | 2
16-005-01 | Kocher retractor, 1-prong, sharp, 22 cm |  | 1
47-221-00 | Vickers wound spreader, complete, Fig. 1, | with central blade 10 x 18 mm | 1
17-817-11 | Surgical needle "G", triangular, Fig. 11 |  | 1
17-817-12 | Surgical needle "G", triangular, Fig. 12 |  | 1
17-819-06 | Surgical needle "Ga", triangular, Fig. 6 |  | 1
18-012-15 | Crile-Wood TC-needle holder, 15 cm |  | 2
18-002-16 | Mayo-Hegar TC-needle holder, 16 cm |  | 2
17-727-20 | Ligature needle, left, blunt, 20 cm |  | 1
40-150-14 | Reamer, square, 14 cm |  | 1
40-862-11 | Flat nose pliers, double action, pointed, 18 cm |  | 1
40-852-16 | Hackstock flat nose pliers, with groove, 16 cm |  | 2
40-875-23 | TC wire cutting forceps, HERCULES, 23cm, max.Ø 3mm | exchangeable silicone inserts & TC blades | 1
40-288-10 | Stille gouge, 10 mm, 20 cm |  | 1
40-288-20 | Stille gouge, 20 mm, 20 cm |  | 1
40-276-08 | Mini-Lambotte osteotome, 8 mm, 12.5 cm |  | 1
40-276-12 | Mini-Lambotte osteotome, 12 mm, 12.5 cm |  | 1
40-292-20 | Lambotte osteotome, 20 mm, 24 cm |  | 1
40-251-05 | Tamper, Ø 5 mm, 16 cm |  | 1
40-251-08 | Tamper, Ø 8 mm, 16 cm |  | 1
40-218-25 | Lucae mallet, Ø 25 mm, 260 g, 19.5 cm |  | 1
40-467-03 | Volkmann bone curette, Fig. 00, 17 cm |  | 1
40-468-09 | Spratt bone curette, Fig. 5, 17 cm |  | 1
40-391-03 | Periosteal elevator Ferrozell, curved, 14 mm | round, 20 cm | 1
40-390-04 | Periosteal elevator, Ferrozell, curved, round, | 6 mm, 19 cm | 1
40-422-02 | Williger elevator, 7 mm, 17 cm |  | 1
40-424-03 | Bone lever, 6 mm, 15 cm |  | 2
40-425-03 | Mini-Hohmann bone lever, 2 / 8 mm, 16 cm |  | 2
40-428-00 | Hohmann bone lever, 8 mm, 22 cm |  | 2
40-503-13 | Reposition forceps, for small fragments, 13.5 cm |  | 1
40-534-18 | Frosch bone holding forceps, 18 cm |  | 1
40-607-14 | Luer-Friedmann bone rongeur, slightly curved, | 14.5 cm | 1
40-608-14 | Friedmann-Vickers bone rongeur, 14 cm |  | 1
40-619-17 | Hartmann-Bane bone rongeur, curved, 17 cm |  | 1
40-706-17 | Liston bone cutting forceps, straight, 17 cm |  | 1
20-375-01 | Inge lamina spreader, 17 cm (A) |  | 1
40-511-17 | Reill reposition forceps, 17 cm |  | 1
40-375-11 | Obwegeser periosteal elevator, curved, 11 mm, | 17.5 cm | 1
16-021-13 | Obwegeser retractor, concave, 10x35 mm |  | 2
56-100-65 | Needle case, 62 x 13 mm, insert only |  | 1
51-103-08 | Round bowls, Ø 85 mm, H 50 mm, 0.175 l |  | 1
51-100-25 | Kidney bowls, 250 x 140 x 40 mm |  | 1
70-700-07 | Bipol-McPherson forceps, pointed, straight, 0.25mm | flat-plug, 10.5 cm | 1
70-710-20 | Bipol-forceps, blunt, straight, 1.0 mm flat-plug, | 20 cm | 1
70-245-50 | Bipolar connecting cable, 5.0 m, with flat-plug | round for AMNOTOM, Valleylab, Codman units | 1
28-928-25 | Filling instrument, ball-shaped | 2,0 / 2,5 mm | 1
55-110-62 | Container bottom, aluminium, 600 x 272 x 138 mm, | non perforated | 1
55-110-90 | Container lid, aluminium, silver, 585 x 285 mm, | perforated | 1
55-190-05 | Wire basket, 480 x 245 x 50 mm |  | 2
55-820-03 | Identification label, red |  | 1
57-020-64 | OSTEOTOME AND CHISEL SET
40-302-06 | Hibbs chisel, 6 mm, 24.5 cm |  | 1
40-273-08 | Alexander chisel, 8 mm, 17.5 cm |  | 1
40-282-10 | Stille chisel, 10 mm, 20 cm |  | 1
40-302-13 | Hibbs chisel, 13 mm, 24.5 cm |  | 2
40-282-15 | Stille chisel, 15 mm, 20 cm |  | 1
40-282-20 | Stille chisel, 20 mm, 20 cm |  | 1
40-282-25 | Stille chisel, 25 mm, 20 cm |  | 1
40-302-32 | Hibbs chisel, 32 mm, 24.5 cm |  | 1
40-306-06 | Smith-Petersen osteotome, 6 mm, 20.5 cm |  | 1
40-306-09 | Smith-Petersen osteotome, 9 mm, 20.5 cm |  | 2
40-306-13 | Smith-Petersen osteotome, 13 mm, 20.5 cm |  | 1
40-306-16 | Smith-Petersen osteotome, 16 mm, 20.5 cm |  | 1
40-306-19 | Smith-Petersen osteotome, 19 mm, 20.5 cm |  | 1
40-306-25 | Smith-Petersen osteotome, 25 mm, 20.5 cm |  | 1
40-306-32 | Smith-Petersen osteotome, 32 mm, 20.5 cm |  | 1
40-307-06 | Smith-Petersen osteotome, curved, 6 mm, 20.5 cm |  | 1
40-307-09 | Smith-Petersen osteotome, curved, 9 mm, 20.5 cm |  | 2
40-307-13 | Smith-Petersen osteotome, curved, 13 mm, 20.5 cm |  | 1
40-307-16 | Smith-Petersen osteotome, curved, 16 mm, 20.5 cm |  | 1
40-307-19 | Smith-Petersen osteotome, curved, 19 mm, 20.5 cm |  | 1
40-307-25 | Smith-Petersen osteotome, curved, 25 mm, 20.5 cm |  | 1
40-307-32 | Smith-Petersen osteotome, curved, 32 mm, 20.5 cm |  | 1
57-020-64 C | OSTEOTOME AND CHISEL SET, CONTAINER AND BASKET
40-302-06 | Hibbs chisel, 6 mm, 24.5 cm |  | 1
40-273-08 | Alexander chisel, 8 mm, 17.5 cm |  | 1
40-282-10 | Stille chisel, 10 mm, 20 cm |  | 1
40-302-13 | Hibbs chisel, 13 mm, 24.5 cm |  | 2
40-282-15 | Stille chisel, 15 mm, 20 cm |  | 1
40-282-20 | Stille chisel, 20 mm, 20 cm |  | 1
40-282-25 | Stille chisel, 25 mm, 20 cm |  | 1
40-302-32 | Hibbs chisel, 32 mm, 24.5 cm |  | 1
40-306-06 | Smith-Petersen osteotome, 6 mm, 20.5 cm |  | 1
40-306-09 | Smith-Petersen osteotome, 9 mm, 20.5 cm |  | 2
40-306-13 | Smith-Petersen osteotome, 13 mm, 20.5 cm |  | 1
40-306-16 | Smith-Petersen osteotome, 16 mm, 20.5 cm |  | 1
40-306-19 | Smith-Petersen osteotome, 19 mm, 20.5 cm |  | 1
40-306-25 | Smith-Petersen osteotome, 25 mm, 20.5 cm |  | 1
40-306-32 | Smith-Petersen osteotome, 32 mm, 20.5 cm |  | 1
40-307-06 | Smith-Petersen osteotome, curved, 6 mm, 20.5 cm |  | 1
40-307-09 | Smith-Petersen osteotome, curved, 9 mm, 20.5 cm |  | 2
40-307-13 | Smith-Petersen osteotome, curved, 13 mm, 20.5 cm |  | 1
40-307-16 | Smith-Petersen osteotome, curved, 16 mm, 20.5 cm |  | 1
40-307-19 | Smith-Petersen osteotome, curved, 19 mm, 20.5 cm |  | 1
40-307-25 | Smith-Petersen osteotome, curved, 25 mm, 20.5 cm |  | 1
40-307-32 | Smith-Petersen osteotome, curved, 32 mm, 20.5 cm |  | 1
55-210-60 | Container bottom, aluminium, 475 x 272 x 96 mm, | non perforated | 1
55-210-90 | Container lid, aluminium, silver, 460 x 285 mm, | perforated | 1
55-290-05 | Wire basket, 405 x 245 x 50 mm |  | 1
55-820-03 | Identification label, red |  | 1
57-020-66 | OSTEOMYELITIS SET, INFERIOR LIMBS
40-282-20 | Stille chisel, 20 mm, 20 cm |  | 1
15-801-13 | Backhaus towel forceps, 13 cm |  | 6
40-467-06 | Volkmann bone curette, Fig. 2, 17 cm |  | 1
40-467-07 | Volkmann bone curette, Fig. 3, 17 cm |  | 1
40-467-09 | Volkmann bone curette, Fig. 5, 17 cm |  | 1
15-053-14 | Kelly forceps, curved, 14 cm |  | 6
15-101-14 | Ochsner-Kocher forceps, curved, 14 cm |  | 2
40-715-28 | Liston bone cutting forceps, curved, 28 cm |  | 1
13-000-25 | Standard dressing forceps, straight, 25 cm |  | 1
13-100-25 | Dissecting forceps 1x2, 25 cm |  | 1
40-551-25 | Verbrugge bone holding forceps, 25 cm |  | 2
51-103-12 | Round bowls, Ø 150 mm, H 62 mm, 0.9 l |  | 1
40-231-48 | Mallet with plastic handle, Ø 30 mm, 380 g, 24 cm |  | 1
17-014-15 | Crile-Wood needle holder, 15 cm |  | 1
17-000-18 | Hegar needle holder, heavy pattern, 17.5 cm |  | 1
40-284-25 | Stille osteotome, 25 mm, 20 cm |  | 1
40-405-20 | Lambotte periosteal elevator, 20 mm, 21 cm |  | 1
40-152-14 | Reamer, T-handle, square, 14 cm |  | 1
40-428-07 | Hohmann bone lever, 34 mm, 28.5 cm |  | 1
16-056-00 | Farabeuf retractor, set Fig.1&2, 15 cm |  | 1
16-244-26 | Weitlaner self retaining retractor, blunt, 5x6, |  | 2
40-665-22 | Luer-Stille bone rongeur, curved, 22 cm |  | 1
10-104-01 | Scalpel handle, standard No. 4 |  | 2
11-161-17 | Mayo surgical scissors, curved, 17 cm |  | 1
10-701-12 G | Redon guide needle straight, 12 Charr. | with thread | 1
10-701-16 G | Redon guide needle straight, 16 Charr. | with thread | 1
57-020-66 C | OSTEOMYELITIS SET, INFERIOR LIMBS, CONTAINER AND BASKET
40-282-20 | Stille chisel, 20 mm, 20 cm |  | 1
15-801-13 | Backhaus towel forceps, 13 cm |  | 6
40-467-06 | Volkmann bone curette, Fig. 2, 17 cm |  | 1
40-467-07 | Volkmann bone curette, Fig. 3, 17 cm |  | 1
40-467-09 | Volkmann bone curette, Fig. 5, 17 cm |  | 1
15-053-14 | Kelly forceps, curved, 14 cm |  | 6
15-101-14 | Ochsner-Kocher forceps, curved, 14 cm |  | 2
40-715-28 | Liston bone cutting forceps, curved, 28 cm |  | 1
13-000-25 | Standard dressing forceps, straight, 25 cm |  | 1
13-100-25 | Dissecting forceps 1x2, 25 cm |  | 1
40-551-25 | Verbrugge bone holding forceps, 25 cm |  | 2
51-103-12 | Round bowls, Ø 150 mm, H 62 mm, 0.9 l |  | 1
40-231-48 | Mallet with plastic handle, Ø 30 mm, 380 g, 24 cm |  | 1
17-014-15 | Crile-Wood needle holder, 15 cm |  | 1
17-000-18 | Hegar needle holder, heavy pattern, 17.5 cm |  | 1
40-284-25 | Stille osteotome, 25 mm, 20 cm |  | 1
40-405-20 | Lambotte periosteal elevator, 20 mm, 21 cm |  | 1
40-152-14 | Reamer, T-handle, square, 14 cm |  | 1
40-428-07 | Hohmann bone lever, 34 mm, 28.5 cm |  | 1
16-056-00 | Farabeuf retractor, set Fig.1&2, 15 cm |  | 1
16-244-26 | Weitlaner self retaining retractor, blunt, 5x6, |  | 2
40-665-22 | Luer-Stille bone rongeur, curved, 22 cm |  | 1
10-104-01 | Scalpel handle, standard No. 4 |  | 2
11-161-17 | Mayo surgical scissors, curved, 17 cm |  | 1
10-701-12 G | Redon guide needle straight, 12 Charr. | with thread | 1
10-701-16 G | Redon guide needle straight, 16 Charr. | with thread | 1
55-210-60 | Container bottom, aluminium, 475 x 272 x 96 mm, | non perforated | 1
55-210-90 | Container lid, aluminium, silver, 460 x 285 mm, | perforated | 1
55-290-05 | Wire basket, 405 x 245 x 50 mm |  | 1
55-820-03 | Identification label, red |  | 1
57-020-68 | OSTEOMYELITIS SET, SUPERIOR LIMBS
40-282-10 | Stille chisel, 10 mm, 20 cm |  | 1
15-801-13 | Backhaus towel forceps, 13 cm |  | 6
40-467-01 | Volkmann bone curette, Fig. 0000, 17 cm |  | 1
40-467-03 | Volkmann bone curette, Fig. 00, 17 cm |  | 1
40-467-05 | Volkmann bone curette, Fig. 1, 17 cm |  | 1
15-053-14 | Kelly forceps, curved, 14 cm |  | 6
15-101-14 | Ochsner-Kocher forceps, curved, 14 cm |  | 2
40-713-19 | Ruskin-Liston bone cutting forceps, angled, 19 cm |  | 1
13-000-14 | Standard dressing forceps, straight, 14.5 cm |  | 1
13-100-14 | Dissecting forceps 1x2, 14.5 cm |  | 1
40-551-25 | Verbrugge bone holding forceps, 25 cm |  | 2
51-103-12 | Round bowls, Ø 150 mm, H 62 mm, 0.9 l |  | 1
40-231-48 | Mallet with plastic handle, Ø 30 mm, 380 g, 24 cm |  | 1
17-014-15 | Crile-Wood needle holder, 15 cm |  | 1
17-000-18 | Hegar needle holder, heavy pattern, 17.5 cm |  | 1
40-284-10 | Stille osteotome, 10 mm, 20 cm |  | 1
40-405-10 | Lambotte periosteal elevator, 10 mm, 21 cm |  | 1
40-152-14 | Reamer, T-handle, square, 14 cm |  | 1
40-428-02 | Hohmann bone lever, 18 mm, 24 cm |  | 2
16-057-00 | Farabeuf-Baby retractor, set fig. 1&2 11.5 cm |  | 1
16-244-20 | Weitlaner self retaining retractor, blunt, 3x4, |  | 2
40-611-01 | Luer bone rongeur, curved, 15 cm |  | 1
10-104-01 | Scalpel handle, standard No. 4 |  | 2
11-161-17 | Mayo surgical scissors, curved, 17 cm |  | 1
10-701-12 G | Redon guide needle straight, 12 Charr. | with thread | 1
10-701-16 G | Redon guide needle straight, 16 Charr. | with thread | 1
57-020-68 C | OSTEOMYELITIS SET, SUPERIOR LIMBS, CONTAINER AND BASKET
40-282-10 | Stille chisel, 10 mm, 20 cm |  | 1
15-801-13 | Backhaus towel forceps, 13 cm |  | 6
40-467-01 | Volkmann bone curette, Fig. 0000, 17 cm |  | 1
40-467-03 | Volkmann bone curette, Fig. 00, 17 cm |  | 1
40-467-05 | Volkmann bone curette, Fig. 1, 17 cm |  | 1
15-053-14 | Kelly forceps, curved, 14 cm |  | 6
15-101-14 | Ochsner-Kocher forceps, curved, 14 cm |  | 2
40-713-19 | Ruskin-Liston bone cutting forceps, angled, 19 cm |  | 1
13-000-14 | Standard dressing forceps, straight, 14.5 cm |  | 1
13-100-14 | Dissecting forceps 1x2, 14.5 cm |  | 1
40-551-25 | Verbrugge bone holding forceps, 25 cm |  | 2
51-103-12 | Round bowls, Ø 150 mm, H 62 mm, 0.9 l |  | 1
40-231-48 | Mallet with plastic handle, Ø 30 mm, 380 g, 24 cm |  | 1
17-014-15 | Crile-Wood needle holder, 15 cm |  | 1
17-000-18 | Hegar needle holder, heavy pattern, 17.5 cm |  | 1
40-284-10 | Stille osteotome, 10 mm, 20 cm |  | 1
40-405-10 | Lambotte periosteal elevator, 10 mm, 21 cm |  | 1
40-152-14 | Reamer, T-handle, square, 14 cm |  | 1
40-428-02 | Hohmann bone lever, 18 mm, 24 cm |  | 2
16-057-00 | Farabeuf-Baby retractor, set fig. 1&2 11.5 cm |  | 1
16-244-20 | Weitlaner self retaining retractor, blunt, 3x4, |  | 2
40-611-01 | Luer bone rongeur, curved, 15 cm |  | 1
10-104-01 | Scalpel handle, standard No. 4 |  | 2
11-161-17 | Mayo surgical scissors, curved, 17 cm |  | 1
10-701-12 G | Redon guide needle straight, 12 Charr. | with thread | 1
10-701-16 G | Redon guide needle straight, 16 Charr. | with thread | 1
55-210-60 | Container bottom, aluminium, 475 x 272 x 96 mm, | non perforated | 1
55-210-90 | Container lid, aluminium, silver, 460 x 285 mm, | perforated | 1
55-290-05 | Wire basket, 405 x 245 x 50 mm |  | 1
55-820-03 | Identification label, red |  | 1
57-020-70 | PLASTIC ORTHOPAEDIC SET
10-103-01 | Scalpel handle, standard No. 3 |  | 2
10-104-01 | Scalpel handle, standard No. 4 |  | 1
15-825-10 | Tohoku towel forceps, 10 cm |  | 8
15-702-22 | Gross-Maier sponge forceps, straight, 22 cm |  | 2
15-703-22 | Gross-Maier sponge forceps, curved, 22 cm |  | 4
15-766-14 | Allis tissue forceps, 4x5, straight, 15 cm |  | 2
11-003-16 | Surgical scissors, Fig. 2, curved, 16 cm, | sharp/blunt | 1
11-211-14 | Metzenbaum scissors, delicate, curved, | blunt/blunt, 14 cm | 1
11-245-12 | Kilner (Ragnell) scissors, curved, 12 cm |  | 1
11-245-15 | Kilner (Ragnell) scissors, curved, 15 cm |  | 1
12-201-20 | TC Metzenbaum scissors, curved, 20 cm |  | 1
13-000-13 | Standard dressing forceps, straight, 13 cm |  | 2
13-100-13 | Dissecting forceps 1x2, 13 cm |  | 2
13-054-12 | Semken forceps, straight, 12 cm |  | 1
13-210-20 | De Bakey forceps, 1.5 mm, straight, 20 cm |  | 2
13-144-12 | Micro-Adson forceps, 1x2, 12 cm |  | 2
15-063-12 | Micro-Mosquito forceps, curved, 12.5 cm |  | 6
15-162-12 | Micro-Mosquito forceps, straight, 1x2, 12 cm |  | 6
15-100-14 | Ochsner-Kocher forceps, straight, 14 cm |  | 6
15-001-24 | Pean forceps, curved, 24 cm |  | 1
15-273-14 | Baby-Adson forceps, curved, 14 cm |  | 1
15-237-18 | Gemini forceps, curved, 18 cm |  | 1
15-265-18 | Mixter forceps, delicate, curved, 18 cm |  | 1
16-108-01 | Graefe-Micro-Hook, sharp, 15 cm |  | 2
16-120-02 | Trachea hook, sharp, 2-prongs, 16 cm |  | 2
16-001-03 | Volkmann retractor, 3-prongs, sharp, 22 cm |  | 2
16-018-03 | Langenbeck retractor, 30x16 mm |  | 2
16-018-05 | Langenbeck retractor, 40x11 mm |  | 2
16-050-01 | Roux retractor, Fig. 1, 14 cm |  | 1
16-050-02 | Roux retractor, Fig. 2, 15 cm |  | 1
16-050-03 | Roux retractor, Fig. 3, 17 cm |  | 1
16-219-13 | Wullstein self retaining retractor, sharp, 3x3, | 13 cm | 1
10-602-14 | Probe, Ø 2 mm, 14.5 cm |  | 1
10-613-14 | Doyen director, curved, 14 cm |  | 1
17-765-19 | König ligature conductor, 3 mm, 19.5 cm |  | 1
17-729-20 | Ligature needle, left, blunt, 20 cm |  | 1
17-721-13 | Kronecker ligature needle, for right hand, 13 cm |  | 1
51-103-08 | Round bowls, Ø 85 mm, H 50 mm, 0.175 l |  | 1
51-103-11 | Round bowls, Ø 100 mm, H 50 mm, 0.25 l |  | 1
10-032-20 | Ruler, 20 cm |  | 1
18-012-15 | Crile-Wood TC-needle holder, 15 cm |  | 2
18-004-18 | De Bakey TC-needle holder, 18 cm, | Mayo Hegar delicate | 1
57-020-70 C | PLASTIC ORTHOPAEDIC SET, CONTAINER AND BASKET
10-103-01 | Scalpel handle, standard No. 3 |  | 2
10-104-01 | Scalpel handle, standard No. 4 |  | 1
15-825-10 | Tohoku towel forceps, 10 cm |  | 8
15-702-22 | Gross-Maier sponge forceps, straight, 22 cm |  | 2
15-703-22 | Gross-Maier sponge forceps, curved, 22 cm |  | 4
15-766-14 | Allis tissue forceps, 4x5, straight, 15 cm |  | 2
11-003-16 | Surgical scissors, Fig. 2, curved, 16 cm, | sharp/blunt | 1
11-211-14 | Metzenbaum scissors, delicate, curved, | blunt/blunt, 14 cm | 1
11-245-12 | Kilner (Ragnell) scissors, curved, 12 cm |  | 1
11-245-15 | Kilner (Ragnell) scissors, curved, 15 cm |  | 1
12-201-20 | TC Metzenbaum scissors, curved, 20 cm |  | 1
13-000-13 | Standard dressing forceps, straight, 13 cm |  | 2
13-100-13 | Dissecting forceps 1x2, 13 cm |  | 2
13-054-12 | Semken forceps, straight, 12 cm |  | 1
13-210-20 | De Bakey forceps, 1.5 mm, straight, 20 cm |  | 2
13-144-12 | Micro-Adson forceps, 1x2, 12 cm |  | 2
15-063-12 | Micro-Mosquito forceps, curved, 12.5 cm |  | 6
15-162-12 | Micro-Mosquito forceps, straight, 1x2, 12 cm |  | 6
15-100-14 | Ochsner-Kocher forceps, straight, 14 cm |  | 6
15-001-24 | Pean forceps, curved, 24 cm |  | 1
15-273-14 | Baby-Adson forceps, curved, 14 cm |  | 1
15-237-18 | Gemini forceps, curved, 18 cm |  | 1
15-265-18 | Mixter forceps, delicate, curved, 18 cm |  | 1
16-108-01 | Graefe-Micro-Hook, sharp, 15 cm |  | 2
16-120-02 | Trachea hook, sharp, 2-prongs, 16 cm |  | 2
16-001-03 | Volkmann retractor, 3-prongs, sharp, 22 cm |  | 2
16-018-03 | Langenbeck retractor, 30x16 mm |  | 2
16-018-05 | Langenbeck retractor, 40x11 mm |  | 2
16-050-01 | Roux retractor, Fig. 1, 14 cm |  | 1
16-050-02 | Roux retractor, Fig. 2, 15 cm |  | 1
16-050-03 | Roux retractor, Fig. 3, 17 cm |  | 1
16-219-13 | Wullstein self retaining retractor, sharp, 3x3, | 13 cm | 1
10-602-14 | Probe, Ø 2 mm, 14.5 cm |  | 1
10-613-14 | Doyen director, curved, 14 cm |  | 1
17-765-19 | König ligature conductor, 3 mm, 19.5 cm |  | 1
17-729-20 | Ligature needle, left, blunt, 20 cm |  | 1
17-721-13 | Kronecker ligature needle, for right hand, 13 cm |  | 1
51-103-08 | Round bowls, Ø 85 mm, H 50 mm, 0.175 l |  | 1
51-103-11 | Round bowls, Ø 100 mm, H 50 mm, 0.25 l |  | 1
10-032-20 | Ruler, 20 cm |  | 1
18-012-15 | Crile-Wood TC-needle holder, 15 cm |  | 2
18-004-18 | De Bakey TC-needle holder, 18 cm, | Mayo Hegar delicate | 1
55-110-61 | Container bottom, aluminium, 600 x 272 x 116 mm, | non perforated | 1
55-110-90 | Container lid, aluminium, silver, 585 x 285 mm, | perforated | 1
55-190-05 | Wire basket, 480 x 245 x 50 mm |  | 1
55-820-03 | Identification label, red |  | 1

## Urology
ITEM CODE | DESCRIPTION | DESCRIPTION 2 | QTY
57-025-00 | BASIC INSTRUMENTS SET
10-103-01 | Scalpel handle, standard No. 3 |  | 1
10-104-01 | Scalpel handle, standard No. 4 |  | 2
15-825-10 | Tohoku towel forceps, 10 cm |  | 6
15-821-14 | Peers-Bertram towel forceps, 14.5 cm |  | 4
12-211-20 | TC Metzenbaum scissors, delicate, curved, 20 cm |  | 2
12-731-14 W | TC Mayo ligature scissors, curved, 14 cm W |  | 1
12-001-14 | TC standard scissors Fig.1, curved, 14 cm |  | 1
12-002-14 | TC standard scissors Fig.2, straight, 14 cm |  | 1
12-000-14 | TC standard scissors Fig.1, straight, 14 cm |  | 1
14-002-20 | TC standard dressing forceps 20 cm |  | 2
13-102-16 | Dissecting forceps 1x2, delicate, 16 cm |  | 3
13-000-20 | Standard dressing forceps, straight, 20 cm |  | 2
13-100-20 | Dissecting forceps 1x2, 20 cm |  | 2
16-072-05 | Abdominal spatula, malleable, 330 x 50 mm |  | 1
16-021-04 | Obwegeser retractor, flat, 55x12 mm |  | 2
16-039-03 | Fritsch retractor, 49 x 61 mm, 25 cm |  | 2
16-050-02 | Roux retractor, Fig. 2, 15 cm |  | 2
16-005-04 | Kocher retractor, 4-prongs, sharp, 22 cm |  | 2
16-007-04 | Kocher retractor, 4-prongs, blunt, 22 cm |  | 2
18-002-20 | Mayo-Hegar TC-needle holder, 20 cm |  | 2
18-004-20 | De Bakey TC-needle holder, 20 cm, | Mayo Hegar delicate | 2
13-204-20 | De Bakey forceps, 2.8 mm, straight, 20 cm |  | 2
13-208-20 | De Bakey forceps, 2.0 mm, straight, 20 cm |  | 2
56-112-02 | Needle case perforated, with compartments | 150 x 95 x 13 mm | 1
51-103-11 | Round bowls, Ø 100 mm, H 50 mm, 0.25 l |  | 1
51-109-03 | Graduated measure, 0.25 l, with handle |  | 1
51-103-08 | Round bowls, Ø 85 mm, H 50 mm, 0.175 l |  | 2
10-701-10 G | Redon guide needle straight, 10 Charr. | with thread | 1
10-701-12 G | Redon guide needle straight, 12 Charr. | with thread | 1
10-701-14 G | Redon guide needle straight, 14 Charr. | with thread | 1
10-705-12 G | Redon guide needle curved, 12 Charr. | with thread | 1
10-602-18 | Probe, Ø 2 mm, 18 cm |  | 1
10-610-16 | Director, 16 cm |  | 1
16-154-01 | Joseph skin hook, 1-prong, 16 cm |  | 1
15-703-20 | Gross-Maier sponge forceps, curved, 20 cm |  | 4
15-237-20 | Gemini forceps, curved, 20 cm |  | 1
15-025-20 | Heiss forceps, strongly curved, 20 cm |  | 1
40-460-07 | Bone curette, double ended, 21 cm |  | 1
15-772-19 | Judd-AllisTissue forceps, straight, 3x4, 19 cm |  | 4
15-000-22 | Pean forceps, straight, 22 cm |  | 4
15-045-20 | Fuchsig forceps, curved, 20 cm |  | 6
15-061-12 | Halsted-Mosquito forceps, curved, 12.5 cm |  | 6
15-343-18 | Mikulicz forceps, curved, 18 cm |  | 6
57-025-00 C | BASIC INSTRUMENTS SET, CONTAINER AND BASKET
10-103-01 | Scalpel handle, standard No. 3 |  | 1
10-104-01 | Scalpel handle, standard No. 4 |  | 2
15-825-10 | Tohoku towel forceps, 10 cm |  | 6
15-821-14 | Peers-Bertram towel forceps, 14.5 cm |  | 4
12-211-20 | TC Metzenbaum scissors, delicate, curved, 20 cm |  | 2
12-731-14 W | TC Mayo ligature scissors, curved, 14 cm W |  | 1
12-001-14 | TC standard scissors Fig.1, curved, 14 cm |  | 1
12-002-14 | TC standard scissors Fig.2, straight, 14 cm |  | 1
12-000-14 | TC standard scissors Fig.1, straight, 14 cm |  | 1
14-002-20 | TC standard dressing forceps 20 cm |  | 2
13-102-16 | Dissecting forceps 1x2, delicate, 16 cm |  | 3
13-000-20 | Standard dressing forceps, straight, 20 cm |  | 2
13-100-20 | Dissecting forceps 1x2, 20 cm |  | 2
16-072-05 | Abdominal spatula, malleable, 330 x 50 mm |  | 1
16-021-04 | Obwegeser retractor, flat, 55x12 mm |  | 2
16-039-03 | Fritsch retractor, 49 x 61 mm, 25 cm |  | 2
16-050-02 | Roux retractor, Fig. 2, 15 cm |  | 2
16-005-04 | Kocher retractor, 4-prongs, sharp, 22 cm |  | 2
16-007-04 | Kocher retractor, 4-prongs, blunt, 22 cm |  | 2
18-002-20 | Mayo-Hegar TC-needle holder, 20 cm |  | 2
18-004-20 | De Bakey TC-needle holder, 20 cm, | Mayo Hegar delicate | 2
13-204-20 | De Bakey forceps, 2.8 mm, straight, 20 cm |  | 2
13-208-20 | De Bakey forceps, 2.0 mm, straight, 20 cm |  | 2
56-112-02 | Needle case perforated, with compartments | 150 x 95 x 13 mm | 1
51-103-11 | Round bowls, Ø 100 mm, H 50 mm, 0.25 l |  | 1
51-109-03 | Graduated measure, 0.25 l, with handle |  | 1
51-103-08 | Round bowls, Ø 85 mm, H 50 mm, 0.175 l |  | 2
10-701-10 G | Redon guide needle straight, 10 Charr. | with thread | 1
10-701-12 G | Redon guide needle straight, 12 Charr. | with thread | 1
10-701-14 G | Redon guide needle straight, 14 Charr. | with thread | 1
10-705-12 G | Redon guide needle curved, 12 Charr. | with thread | 1
10-602-18 | Probe, Ø 2 mm, 18 cm |  | 1
10-610-16 | Director, 16 cm |  | 1
16-154-01 | Joseph skin hook, 1-prong, 16 cm |  | 1
15-703-20 | Gross-Maier sponge forceps, curved, 20 cm |  | 4
15-237-20 | Gemini forceps, curved, 20 cm |  | 1
15-025-20 | Heiss forceps, strongly curved, 20 cm |  | 1
40-460-07 | Bone curette, double ended, 21 cm |  | 1
15-772-19 | Judd-AllisTissue forceps, straight, 3x4, 19 cm |  | 4
15-000-22 | Pean forceps, straight, 22 cm |  | 4
15-045-20 | Fuchsig forceps, curved, 20 cm |  | 6
15-061-12 | Halsted-Mosquito forceps, curved, 12.5 cm |  | 6
15-343-18 | Mikulicz forceps, curved, 18 cm |  | 6
55-110-61 | Container bottom, aluminium, 600 x 272 x 116 mm, | non perforated | 1
55-110-90 | Container lid, aluminium, silver, 585 x 285 mm, | perforated | 1
55-190-05 | Wire basket, 480 x 245 x 50 mm |  | 1
55-820-03 | Identification label, red |  | 1
57-025-02 | UROLOGICAL PLASTIC SURGERY SET
10-104-01 | Scalpel handle, standard No. 4 |  | 1
10-103-01 | Scalpel handle, standard No. 3 |  | 2
11-321-13 | Fomon nasal scissors, strongly curved, 13 cm |  | 1
11-249-15 | Reynolds scissors, curved, 15 cm |  | 1
12-731-14 W | TC Mayo ligature scissors, curved, 14 cm W |  | 1
12-211-18 | TC Metzenbaum scissors, delicate, curved, 18 cm |  | 1
12-211-20 | TC Metzenbaum scissors, delicate, curved, 20 cm |  | 1
12-253-14 | TC Metzenbaum-Lahey scissors, curved, 14 cm |  | 1
12-436-11 | TC iris scissors, straight, 11.5 cm |  | 1
11-543-16 | De Bakey scissors 45°, angled, 16 cm |  | 1
13-044-12 | Adson dressing forceps, micro, 12 cm |  | 2
13-042-12 | Adson dressing forceps, 12 cm |  | 2
13-102-16 | Dissecting forceps 1x2, delicate, 16 cm |  | 2
13-152-15 | Gillies dissecting forceps, 1x2, 15 cm with pin |  | 2
13-170-18 | Gerald tissue forceps, straight, 18 cm |  | 2
13-164-18 | Potts-Smith dissecting forceps, straight, 18 cm |  | 2
15-110-14 | Kocher forceps, delicate, straight, 14 cm |  | 2
15-000-22 | Pean forceps, straight, 22 cm |  | 2
15-217-01 | Overholt forceps, curved, 18.5 cm, S-shape |  | 2
15-217-02 | Overholt forceps, curved, 20.5 cm, S-shape |  | 2
15-023-20 | Heiss forceps, slightly curved, 20 cm |  | 1
15-237-16 | Gemini forceps, curved, 16 cm |  | 2
15-237-20 | Gemini forceps, curved, 20 cm |  | 4
15-801-11 | Backhaus towel forceps, 11 cm |  | 4
15-061-12 | Halsted-Mosquito forceps, curved, 12.5 cm |  | 8
15-160-12 | Halsted-Mosquito forceps, straight, 1x2, 12 cm |  | 2
15-045-20 | Fuchsig forceps, curved, 20 cm |  | 6
15-702-22 | Gross-Maier sponge forceps, straight, 22 cm |  | 1
16-128-12 | Desmarres vein retractor, 12 mm, 16 cm |  | 2
16-126-04 | Trachea hook, blunt, 4-prongs, 16.5 cm |  | 2
16-060-15 | Ragnell retractor, 6,3x3 / 16x3 mm, 15 cm |  | 2
16-003-04 | Volkmann retractor, 4-prongs, blunt, 22 cm |  | 2
16-050-01 | Roux retractor, Fig. 1, 14 cm |  | 2
16-050-02 | Roux retractor, Fig. 2, 15 cm |  | 2
16-217-16 | Weitlaner self retainig retractor, sharp, 3x4, | 16.5 cm | 1
16-276-00 | Balfour Baby abdominal retractor, 12.5 cm | spreading 90 mm, lateral blades 27 x 27 mm, | 1
16-025-03 | Kocher Langenbeck retractor, 35 x 11 mm 21.5 cm |  | 2
16-074-03 | Spatula, malleable, soft, 200 x 10 mm |  | 1
16-074-04 | Spatula, malleable, soft, 200 x 12 mm |  | 1
16-074-05 | Spatula, malleable, soft, 200 x 17 mm |  | 2
10-602-14 | Probe, Ø 2 mm, 14.5 cm |  | 1
10-600-14 | Probe, Ø 1 mm, 14.5 cm |  | 1
10-610-14 | Director, 14.5 cm |  | 1
17-014-15 | Crile-Wood needle holder, 15 cm |  | 1
18-002-18 | Mayo-Hegar TC-needle holder, 18 cm |  | 1
18-004-18 | De Bakey TC-needle holder, 18 cm, | Mayo Hegar delicate | 1
18-004-20 | De Bakey TC-needle holder, 20 cm, | Mayo Hegar delicate | 1
18-110-15 | Ryder-Vascular TC-needle holder, 15 cm |  | 1
40-460-07 | Bone curette, double ended, 21 cm |  | 1
13-210-20 | De Bakey forceps, 1.5 mm, straight, 20 cm |  | 1
13-208-16 | De Bakey forceps, 2.0 mm, straight, 16 cm |  | 1
13-208-20 | De Bakey forceps, 2.0 mm, straight, 20 cm |  | 1
15-577-17 | Derra atrauma clamp, S-shape, 17 cm |  | 1
15-766-15 | Allis tissue forceps, 5x6, straight, 15 cm |  | 2
15-766-19 | Allis tissue forceps, 5x6, straight, 19 cm |  | 2
16-154-01 | Joseph skin hook, 1-prong, 16 cm |  | 2
56-100-65 | Needle case, 62 x 13 mm, insert only |  | 1
51-103-06 | Round bowls, Ø 60 mm, H 34 mm, 0.05 l |  | 1
51-103-12 | Round bowls, Ø 150 mm, H 62 mm, 0.9 l |  | 1
51-103-08 | Round bowls, Ø 85 mm, H 50 mm, 0.175 l |  | 2
57-025-02 C | UROLOGICAL PLASTIC SURGERY SET, CONTAINER AND BASKET
10-104-01 | Scalpel handle, standard No. 4 |  | 1
10-103-01 | Scalpel handle, standard No. 3 |  | 2
11-321-13 | Fomon nasal scissors, strongly curved, 13 cm |  | 1
11-249-15 | Reynolds scissors, curved, 15 cm |  | 1
12-731-14 W | TC Mayo ligature scissors, curved, 14 cm W |  | 1
12-211-18 | TC Metzenbaum scissors, delicate, curved, 18 cm |  | 1
12-211-20 | TC Metzenbaum scissors, delicate, curved, 20 cm |  | 1
12-253-14 | TC Metzenbaum-Lahey scissors, curved, 14 cm |  | 1
12-436-11 | TC iris scissors, straight, 11.5 cm |  | 1
11-543-16 | De Bakey scissors 45°, angled, 16 cm |  | 1
13-044-12 | Adson dressing forceps, micro, 12 cm |  | 2
13-042-12 | Adson dressing forceps, 12 cm |  | 2
13-102-16 | Dissecting forceps 1x2, delicate, 16 cm |  | 2
13-152-15 | Gillies dissecting forceps, 1x2, 15 cm with pin |  | 2
13-170-18 | Gerald tissue forceps, straight, 18 cm |  | 2
13-164-18 | Potts-Smith dissecting forceps, straight, 18 cm |  | 2
15-110-14 | Kocher forceps, delicate, straight, 14 cm |  | 2
15-000-22 | Pean forceps, straight, 22 cm |  | 2
15-217-01 | Overholt forceps, curved, 18.5 cm, S-shape |  | 2
15-217-02 | Overholt forceps, curved, 20.5 cm, S-shape |  | 2
15-023-20 | Heiss forceps, slightly curved, 20 cm |  | 1
15-237-16 | Gemini forceps, curved, 16 cm |  | 2
15-237-20 | Gemini forceps, curved, 20 cm |  | 4
15-801-11 | Backhaus towel forceps, 11 cm |  | 4
15-061-12 | Halsted-Mosquito forceps, curved, 12.5 cm |  | 8
15-160-12 | Halsted-Mosquito forceps, straight, 1x2, 12 cm |  | 2
15-045-20 | Fuchsig forceps, curved, 20 cm |  | 6
15-702-22 | Gross-Maier sponge forceps, straight, 22 cm |  | 1
16-128-12 | Desmarres vein retractor, 12 mm, 16 cm |  | 2
16-126-04 | Trachea hook, blunt, 4-prongs, 16.5 cm |  | 2
16-060-15 | Ragnell retractor, 6,3x3 / 16x3 mm, 15 cm |  | 2
16-003-04 | Volkmann retractor, 4-prongs, blunt, 22 cm |  | 2
16-050-01 | Roux retractor, Fig. 1, 14 cm |  | 2
16-050-02 | Roux retractor, Fig. 2, 15 cm |  | 2
16-217-16 | Weitlaner self retainig retractor, sharp, 3x4, | 16.5 cm | 1
16-276-00 | Balfour Baby abdominal retractor, 12.5 cm | spreading 90 mm, lateral blades 27 x 27 mm, | 1
16-025-03 | Kocher Langenbeck retractor, 35 x 11 mm 21.5 cm |  | 2
16-074-03 | Spatula, malleable, soft, 200 x 10 mm |  | 1
16-074-04 | Spatula, malleable, soft, 200 x 12 mm |  | 1
16-074-05 | Spatula, malleable, soft, 200 x 17 mm |  | 2
10-602-14 | Probe, Ø 2 mm, 14.5 cm |  | 1
10-600-14 | Probe, Ø 1 mm, 14.5 cm |  | 1
10-610-14 | Director, 14.5 cm |  | 1
17-014-15 | Crile-Wood needle holder, 15 cm |  | 1
18-002-18 | Mayo-Hegar TC-needle holder, 18 cm |  | 1
18-004-18 | De Bakey TC-needle holder, 18 cm, | Mayo Hegar delicate | 1
18-004-20 | De Bakey TC-needle holder, 20 cm, | Mayo Hegar delicate | 1
18-110-15 | Ryder-Vascular TC-needle holder, 15 cm |  | 1
40-460-07 | Bone curette, double ended, 21 cm |  | 1
13-210-20 | De Bakey forceps, 1.5 mm, straight, 20 cm |  | 1
13-208-16 | De Bakey forceps, 2.0 mm, straight, 16 cm |  | 1
13-208-20 | De Bakey forceps, 2.0 mm, straight, 20 cm |  | 1
15-577-17 | Derra atrauma clamp, S-shape, 17 cm |  | 1
15-766-15 | Allis tissue forceps, 5x6, straight, 15 cm |  | 2
15-766-19 | Allis tissue forceps, 5x6, straight, 19 cm |  | 2
16-154-01 | Joseph skin hook, 1-prong, 16 cm |  | 2
56-100-65 | Needle case, 62 x 13 mm, insert only |  | 1
51-103-06 | Round bowls, Ø 60 mm, H 34 mm, 0.05 l |  | 1
51-103-12 | Round bowls, Ø 150 mm, H 62 mm, 0.9 l |  | 1
51-103-08 | Round bowls, Ø 85 mm, H 50 mm, 0.175 l |  | 2
55-110-62 | Container bottom, aluminium, 600 x 272 x 138 mm, | non perforated | 1
55-110-90 | Container lid, aluminium, silver, 585 x 285 mm, | perforated | 1
55-190-05 | Wire basket, 480 x 245 x 50 mm |  | 2
55-820-03 | Identification label, red |  | 1
57-025-04 | DELICATE UROLOGY INSTRUMENTS
10-103-01 | Scalpel handle, standard No. 3 |  | 2
10-104-01 | Scalpel handle, standard No. 4 |  | 2
15-825-10 | Tohoku towel forceps, 10 cm |  | 6
12-211-20 | TC Metzenbaum scissors, delicate, curved, 20 cm |  | 1
12-211-18 | TC Metzenbaum scissors, delicate, curved, 18 cm |  | 1
12-731-14 W | TC Mayo ligature scissors, curved, 14 cm W |  | 1
12-436-11 | TC iris scissors, straight, 11.5 cm |  | 1
12-253-14 | TC Metzenbaum-Lahey scissors, curved, 14 cm |  | 1
13-164-18 | Potts-Smith dissecting forceps, straight, 18 cm |  | 2
13-152-15 | Gillies dissecting forceps, 1x2, 15 cm with pin |  | 2
14-144-12 | TC Adson dressing forceps delicate, 1x2, 12 cm |  | 2
13-000-20 | Standard dressing forceps, straight, 20 cm |  | 1
13-100-20 | Dissecting forceps 1x2, 20 cm |  | 1
16-050-01 | Roux retractor, Fig. 1, 14 cm |  | 2
16-050-02 | Roux retractor, Fig. 2, 15 cm |  | 2
16-003-04 | Volkmann retractor, 4-prongs, blunt, 22 cm |  | 2
16-126-04 | Trachea hook, blunt, 4-prongs, 16.5 cm |  | 2
16-136-11 | Gill-Vernet vein hook, 11 mm, 24 cm |  | 2
16-025-03 | Kocher Langenbeck retractor, 35 x 11 mm 21.5 cm |  | 4
16-025-17 | Kocher Langenbeck retractor, 60 x 25 mm 21.5 cm |  | 2
16-154-01 | Joseph skin hook, 1-prong, 16 cm |  | 2
16-276-00 | Balfour Baby abdominal retractor, 12.5 cm | spreading 90 mm, lateral blades 27 x 27 mm, | 1
16-218-16 | Weitlaner self retainig retractor, blunt, | 3x4 teeth, 16.5 cm | 1
10-602-14 | Probe, Ø 2 mm, 14.5 cm |  | 1
10-610-14 | Director, 14.5 cm |  | 1
15-577-17 | Derra atrauma clamp, S-shape, 17 cm |  | 1
17-767-19 | König ligature conductor, 5 mm, 19.5 cm |  | 1
13-208-20 | De Bakey forceps, 2.0 mm, straight, 20 cm |  | 2
13-208-16 | De Bakey forceps, 2.0 mm, straight, 16 cm |  | 2
18-004-20 | De Bakey TC-needle holder, 20 cm, | Mayo Hegar delicate | 1
18-012-15 | Crile-Wood TC-needle holder, 15 cm |  | 1
18-112-18 | Ryder-Micro TC-needle holder, 18 cm |  | 1
18-004-18 | De Bakey TC-needle holder, 18 cm, | Mayo Hegar delicate | 1
15-000-22 | Pean forceps, straight, 22 cm |  | 2
15-702-22 | Gross-Maier sponge forceps, straight, 22 cm |  | 4
15-237-23 | Gemini forceps, curved, 23 cm |  | 2
15-201-02 | Overholt-Geissendörfer forceps, curved, 21 cm |  | 3
15-045-20 | Fuchsig forceps, curved, 20 cm |  | 6
15-772-19 | Judd-AllisTissue forceps, straight, 3x4, 19 cm |  | 2
15-343-18 | Mikulicz forceps, curved, 18 cm |  | 4
15-110-14 | Kocher forceps, delicate, straight, 14 cm |  | 2
15-061-12 | Halsted-Mosquito forceps, curved, 12.5 cm |  | 8
15-161-12 | Halsted-Mosquito forceps, curved, 1x2, 12 cm |  | 8
15-027-18 | Halsted-Mosquito forceps, curved, 18 cm |  | 4
56-100-65 | Needle case, 62 x 13 mm, insert only |  | 1
51-103-08 | Round bowls, Ø 85 mm, H 50 mm, 0.175 l |  | 1
51-103-06 | Round bowls, Ø 60 mm, H 34 mm, 0.05 l |  | 1
57-025-04 C | DELICATE UROLOGY INSTRUMENTS, CONTAINER AND BASKET
10-103-01 | Scalpel handle, standard No. 3 |  | 2
10-104-01 | Scalpel handle, standard No. 4 |  | 2
15-825-10 | Tohoku towel forceps, 10 cm |  | 6
12-211-20 | TC Metzenbaum scissors, delicate, curved, 20 cm |  | 1
12-211-18 | TC Metzenbaum scissors, delicate, curved, 18 cm |  | 1
12-731-14 W | TC Mayo ligature scissors, curved, 14 cm W |  | 1
12-436-11 | TC iris scissors, straight, 11.5 cm |  | 1
12-253-14 | TC Metzenbaum-Lahey scissors, curved, 14 cm |  | 1
13-164-18 | Potts-Smith dissecting forceps, straight, 18 cm |  | 2
13-152-15 | Gillies dissecting forceps, 1x2, 15 cm with pin |  | 2
14-144-12 | TC Adson dressing forceps delicate, 1x2, 12 cm |  | 2
13-000-20 | Standard dressing forceps, straight, 20 cm |  | 1
13-100-20 | Dissecting forceps 1x2, 20 cm |  | 1
16-050-01 | Roux retractor, Fig. 1, 14 cm |  | 2
16-050-02 | Roux retractor, Fig. 2, 15 cm |  | 2
16-003-04 | Volkmann retractor, 4-prongs, blunt, 22 cm |  | 2
16-126-04 | Trachea hook, blunt, 4-prongs, 16.5 cm |  | 2
16-136-11 | Gill-Vernet vein hook, 11 mm, 24 cm |  | 2
16-025-03 | Kocher Langenbeck retractor, 35 x 11 mm 21.5 cm |  | 4
16-025-17 | Kocher Langenbeck retractor, 60 x 25 mm 21.5 cm |  | 2
16-154-01 | Joseph skin hook, 1-prong, 16 cm |  | 2
16-276-00 | Balfour Baby abdominal retractor, 12.5 cm | spreading 90 mm, lateral blades 27 x 27 mm, | 1
16-218-16 | Weitlaner self retainig retractor, blunt, | 3x4 teeth, 16.5 cm | 1
10-602-14 | Probe, Ø 2 mm, 14.5 cm |  | 1
10-610-14 | Director, 14.5 cm |  | 1
15-577-17 | Derra atrauma clamp, S-shape, 17 cm |  | 1
17-767-19 | König ligature conductor, 5 mm, 19.5 cm |  | 1
13-208-20 | De Bakey forceps, 2.0 mm, straight, 20 cm |  | 2
13-208-16 | De Bakey forceps, 2.0 mm, straight, 16 cm |  | 2
18-004-20 | De Bakey TC-needle holder, 20 cm, | Mayo Hegar delicate | 1
18-012-15 | Crile-Wood TC-needle holder, 15 cm |  | 1
18-112-18 | Ryder-Micro TC-needle holder, 18 cm |  | 1
18-004-18 | De Bakey TC-needle holder, 18 cm, | Mayo Hegar delicate | 1
15-000-22 | Pean forceps, straight, 22 cm |  | 2
15-702-22 | Gross-Maier sponge forceps, straight, 22 cm |  | 4
15-237-23 | Gemini forceps, curved, 23 cm |  | 2
15-201-02 | Overholt-Geissendörfer forceps, curved, 21 cm |  | 3
15-045-20 | Fuchsig forceps, curved, 20 cm |  | 6
15-772-19 | Judd-AllisTissue forceps, straight, 3x4, 19 cm |  | 2
15-343-18 | Mikulicz forceps, curved, 18 cm |  | 4
15-110-14 | Kocher forceps, delicate, straight, 14 cm |  | 2
15-061-12 | Halsted-Mosquito forceps, curved, 12.5 cm |  | 8
15-161-12 | Halsted-Mosquito forceps, curved, 1x2, 12 cm |  | 8
15-027-18 | Halsted-Mosquito forceps, curved, 18 cm |  | 4
56-100-65 | Needle case, 62 x 13 mm, insert only |  | 1
51-103-08 | Round bowls, Ø 85 mm, H 50 mm, 0.175 l |  | 1
51-103-06 | Round bowls, Ø 60 mm, H 34 mm, 0.05 l |  | 1
55-110-61 | Container bottom, aluminium, 600 x 272 x 116 mm, | non perforated | 1
55-110-90 | Container lid, aluminium, silver, 585 x 285 mm, | perforated | 1
55-190-05 | Wire basket, 480 x 245 x 50 mm |  | 1
55-820-03 | Identification label, red |  | 1
57-025-06 | SUPPLEMENT PROSTATECTOMY INSTRUMENTS SET
17-790-24 | Young-Hryntschak boomerang needle holder | with 1 needle | 1
17-790-52 | Spare needle, Fig. 2 |  | 2
17-790-53 | Spare needle, Fig. 3 |  | 2
36-659-24 | Millin ligature carrying forceps, 24 cm |  | 1
15-807-16 | Bernard towel forceps, 16 cm |  | 1
35-204-25 | Schröder uterine tenaculum forceps, 25 cm |  | 1
13-100-20 | Dissecting forceps 1x2, 20 cm |  | 2
13-208-20 | De Bakey forceps, 2.0 mm, straight, 20 cm |  | 2
13-208-24 | De Bakey forceps, 2.0 mm, straight, 24 cm |  | 2
12-211-20 | TC Metzenbaum scissors, delicate, curved, 20 cm |  | 1
12-211-23 | TC Metzenbaum scissors, delicate, curved, 23 cm |  | 1
35-032-02 | Kristeller retractor, Fig. 2, 85 x 26 mm |  | 1
35-052-03 | Kristeller, retractor, Fig. 3, 115 x 32 m |  | 2
16-039-03 | Fritsch retractor, 49 x 61 mm, 25 cm |  | 2
36-623-03 | Young prostatic retractor, Fig. 3, bulbus hook, | 22 cm | 1
57-025-06 C | SUPPLEMENT PROSTATECTOMY INSTRUMENTS SET, CONTAINER AND BASKET
17-790-24 | Young-Hryntschak boomerang needle holder | with 1 needle | 1
17-790-52 | Spare needle, Fig. 2 |  | 2
17-790-53 | Spare needle, Fig. 3 |  | 2
36-659-24 | Millin ligature carrying forceps, 24 cm |  | 1
15-807-16 | Bernard towel forceps, 16 cm |  | 1
35-204-25 | Schröder uterine tenaculum forceps, 25 cm |  | 1
13-100-20 | Dissecting forceps 1x2, 20 cm |  | 2
13-208-20 | De Bakey forceps, 2.0 mm, straight, 20 cm |  | 2
13-208-24 | De Bakey forceps, 2.0 mm, straight, 24 cm |  | 2
12-211-20 | TC Metzenbaum scissors, delicate, curved, 20 cm |  | 1
12-211-23 | TC Metzenbaum scissors, delicate, curved, 23 cm |  | 1
35-032-02 | Kristeller retractor, Fig. 2, 85 x 26 mm |  | 1
35-052-03 | Kristeller, retractor, Fig. 3, 115 x 32 m |  | 2
16-039-03 | Fritsch retractor, 49 x 61 mm, 25 cm |  | 2
36-623-03 | Young prostatic retractor, Fig. 3, bulbus hook, | 22 cm | 1
55-210-60 | Container bottom, aluminium, 475 x 272 x 96 mm, | non perforated | 1
55-210-90 | Container lid, aluminium, silver, 460 x 285 mm, | perforated | 1
55-290-05 | Wire basket, 405 x 245 x 50 mm |  | 1
55-820-03 | Identification label, red |  | 1
57-025-08 | SUPPLEMENT NEPHRECTOMY INSTRUMENTS SET
16-032-06 | Brunner retractor, curved down 180x30 mm 25 cm |  | 2
16-032-05 | Brunner retractor, curved down 160x30 mm 25 cm |  | 2
16-028-01 | Mikulicz retractor, 90 x 50 mm, 26 cm |  | 2
16-030-03 | Coryllos retractor, 115 x 65 mm, 24 cm |  | 2
16-030-02 | Coryllos retractor, 115 x 38 mm, 24 cm |  | 2
13-210-24 | De Bakey forceps, 1.5 mm, straight, 24 cm |  | 2
13-208-24 | De Bakey forceps, 2.0 mm, straight, 24 cm |  | 2
13-208-30 | De Bakey forceps, 2.0 mm, straight, 30 cm |  | 2
13-102-20 | Dissecting forceps 1x2, delicate, 20 cm |  | 2
13-100-20 | Dissecting forceps 1x2, 20 cm |  | 2
13-106-25 | Waugh forceps, 1x2, straight, 25 cm |  | 2
12-211-18 | TC Metzenbaum scissors, delicate, curved, 18 cm |  | 1
12-211-23 | TC Metzenbaum scissors, delicate, curved, 23 cm |  | 1
12-211-28 | TC Metzenbaum scissors, delicate, curved, 28 cm |  | 1
12-555-19 | TC Potts-Smith scissors, 19 cm, 60° |  | 1
18-044-27 | Wangensteen needle holder, 27 cm |  | 1
18-004-26 | De Bakey TC-needle holder, 26 cm |  | 1
18-004-23 | De Bakey TC-needle holder, 23 cm |  | 1
15-647-24 | Satinsky atrauma clamp, curved, 24 cm |  | 1
15-647-25 | Satinsky atrauma clamp, curved, 25.0 cm |  | 2
15-766-25 | Allis tissue forceps, 5x6, straight, 25 cm |  | 2
36-012-24 | Atrauma urethro forceps, S-shape, 24.5 cm |  | 1
15-383-23 | Guyon kidney pedicle forceps, atrauma, 22 cm |  | 1
15-383-24 | Guyon kidney pedicle forceps, atrauma, 24 cm |  | 1
16-136-08 | Gill-Vernet vein hook, 8 mm, 24 cm |  | 1
16-136-11 | Gill-Vernet vein hook, 11 mm, 24 cm |  | 1
16-136-15 | Gill-Vernet vein hook, 15 mm, 24 cm |  | 1
16-136-17 | Gill-Vernet vein hook, 17 mm, 24 cm |  | 1
16-136-20 | Gill-Vernet vein hook, 20 mm, 24 cm |  | 1
16-136-23 | Gill-Vernet vein hook, 23 mm, 24 cm |  | 1
16-039-03 | Fritsch retractor, 49 x 61 mm, 25 cm |  | 2
15-237-23 | Gemini forceps, curved, 23 cm |  | 1
15-237-28 | Gemini forceps, curved, 28 cm |  | 1
10-103-04 | Scalpel handle No. 3 L |  | 1
10-103-06 | Scalpel handle No. 7 |  | 1
57-025-08 C | SUPPLEMENT NEPHRECTOMY INSTRUMENTS SET, CONTAINER AND BASKET
16-032-06 | Brunner retractor, curved down 180x30 mm 25 cm |  | 2
16-032-05 | Brunner retractor, curved down 160x30 mm 25 cm |  | 2
16-028-01 | Mikulicz retractor, 90 x 50 mm, 26 cm |  | 2
16-030-03 | Coryllos retractor, 115 x 65 mm, 24 cm |  | 2
16-030-02 | Coryllos retractor, 115 x 38 mm, 24 cm |  | 2
13-210-24 | De Bakey forceps, 1.5 mm, straight, 24 cm |  | 2
13-208-24 | De Bakey forceps, 2.0 mm, straight, 24 cm |  | 2
13-208-30 | De Bakey forceps, 2.0 mm, straight, 30 cm |  | 2
13-102-20 | Dissecting forceps 1x2, delicate, 20 cm |  | 2
13-100-20 | Dissecting forceps 1x2, 20 cm |  | 2
13-106-25 | Waugh forceps, 1x2, straight, 25 cm |  | 2
12-211-18 | TC Metzenbaum scissors, delicate, curved, 18 cm |  | 1
12-211-23 | TC Metzenbaum scissors, delicate, curved, 23 cm |  | 1
12-211-28 | TC Metzenbaum scissors, delicate, curved, 28 cm |  | 1
12-555-19 | TC Potts-Smith scissors, 19 cm, 60° |  | 1
18-044-27 | Wangensteen needle holder, 27 cm |  | 1
18-004-26 | De Bakey TC-needle holder, 26 cm |  | 1
18-004-23 | De Bakey TC-needle holder, 23 cm |  | 1
15-647-24 | Satinsky atrauma clamp, curved, 24 cm |  | 1
15-647-25 | Satinsky atrauma clamp, curved, 25.0 cm |  | 2
15-766-25 | Allis tissue forceps, 5x6, straight, 25 cm |  | 2
36-012-24 | Atrauma urethro forceps, S-shape, 24.5 cm |  | 1
15-383-23 | Guyon kidney pedicle forceps, atrauma, 22 cm |  | 1
15-383-24 | Guyon kidney pedicle forceps, atrauma, 24 cm |  | 1
16-136-08 | Gill-Vernet vein hook, 8 mm, 24 cm |  | 1
16-136-11 | Gill-Vernet vein hook, 11 mm, 24 cm |  | 1
16-136-15 | Gill-Vernet vein hook, 15 mm, 24 cm |  | 1
16-136-17 | Gill-Vernet vein hook, 17 mm, 24 cm |  | 1
16-136-20 | Gill-Vernet vein hook, 20 mm, 24 cm |  | 1
16-136-23 | Gill-Vernet vein hook, 23 mm, 24 cm |  | 1
16-039-03 | Fritsch retractor, 49 x 61 mm, 25 cm |  | 2
15-237-23 | Gemini forceps, curved, 23 cm |  | 1
15-237-28 | Gemini forceps, curved, 28 cm |  | 1
10-103-04 | Scalpel handle No. 3 L |  | 1
10-103-06 | Scalpel handle No. 7 |  | 1
55-110-61 | Container bottom, aluminium, 600 x 272 x 116 mm, | non perforated | 1
55-110-90 | Container lid, aluminium, silver, 585 x 285 mm, | perforated | 1
55-190-05 | Wire basket, 480 x 245 x 50 mm |  | 1
55-820-03 | Identification label, red |  | 1
57-025-10 | PUNCTURE INSTRUMENTS
10-103-01 | Scalpel handle, standard No. 3 |  | 1
10-104-01 | Scalpel handle, standard No. 4 |  | 1
15-825-10 | Tohoku towel forceps, 10 cm |  | 4
11-201-18 | Metzenbaum scissors, curved, Fig. 1, 18 cm |  | 1
12-436-11 | TC iris scissors, straight, 11.5 cm |  | 1
12-731-14 W | TC Mayo ligature scissors, curved, 14 cm W |  | 1
13-200-16 | De Bakey forceps, 3.5 mm, straight, 16 cm |  | 1
13-100-16 | Dissecting forceps 1x2, 16 cm |  | 2
13-000-16 | Standard dressing forceps, straight, 16 cm |  | 2
13-152-15 | Gillies dissecting forceps, 1x2, 15 cm with pin |  | 1
15-045-20 | Fuchsig forceps, curved, 20 cm |  | 2
15-061-12 | Halsted-Mosquito forceps, curved, 12.5 cm |  | 4
18-012-15 | Crile-Wood TC-needle holder, 15 cm |  | 1
51-103-08 | Round bowls, Ø 85 mm, H 50 mm, 0.175 l |  | 2
51-103-11 | Round bowls, Ø 100 mm, H 50 mm, 0.25 l |  | 2
57-025-10 C | PUNCTURE INSTRUMENTS, CONTAINER AND BASKET
10-103-01 | Scalpel handle, standard No. 3 |  | 1
10-104-01 | Scalpel handle, standard No. 4 |  | 1
15-825-10 | Tohoku towel forceps, 10 cm |  | 4
11-201-18 | Metzenbaum scissors, curved, Fig. 1, 18 cm |  | 1
12-436-11 | TC iris scissors, straight, 11.5 cm |  | 1
12-731-14 W | TC Mayo ligature scissors, curved, 14 cm W |  | 1
13-200-16 | De Bakey forceps, 3.5 mm, straight, 16 cm |  | 1
13-100-16 | Dissecting forceps 1x2, 16 cm |  | 2
13-000-16 | Standard dressing forceps, straight, 16 cm |  | 2
13-152-15 | Gillies dissecting forceps, 1x2, 15 cm with pin |  | 1
15-045-20 | Fuchsig forceps, curved, 20 cm |  | 2
15-061-12 | Halsted-Mosquito forceps, curved, 12.5 cm |  | 4
18-012-15 | Crile-Wood TC-needle holder, 15 cm |  | 1
51-103-08 | Round bowls, Ø 85 mm, H 50 mm, 0.175 l |  | 2
51-103-11 | Round bowls, Ø 100 mm, H 50 mm, 0.25 l |  | 2
55-310-60 | Container bottom, aluminium, 310 x 272 x 96 mm, | non perforated | 1
55-310-90 | Container lid, aluminium, silver, 295 x 280 mm, | perforated | 1
55-390-05 | Wire basket, 246 x 246 x 50 mm |  | 1
55-820-03 | Identification label, red |  | 1
57-025-12 | CIRCUMCISION SET
10-103-01 | Scalpel handle, standard No. 3 |  | 1
15-825-10 | Tohoku towel forceps, 10 cm |  | 4
13-154-12 | Semken dissecting forceps, straight, 1x2, 12 cm |  | 2
13-102-14 | Dissecting forceps 1x2, delicate, 14 cm |  | 1
13-210-16 | De Bakey forceps, 1.5 mm, straight, 16 cm |  | 2
14-064-15 | TC Potts-Smith dressing forceps 15 cm |  | 2
10-602-14 | Probe, Ø 2 mm, 14.5 cm |  | 1
10-610-14 | Director, 14.5 cm |  | 1
15-061-12 | Halsted-Mosquito forceps, curved, 12.5 cm |  | 4
15-060-12 | Halsted-Mosquito forceps, straight, 12.5 cm |  | 4
12-253-14 | TC Metzenbaum-Lahey scissors, curved, 14 cm |  | 1
12-436-11 | TC iris scissors, straight, 11.5 cm |  | 1
12-731-14 W | TC Mayo ligature scissors, curved, 14 cm W |  | 1
11-104-14 | Deaver scissors, sharp/blunt, straight, 14 cm |  | 1
18-012-15 | Crile-Wood TC-needle holder, 15 cm |  | 1
51-103-06 | Round bowls, Ø 60 mm, H 34 mm, 0.05 l |  | 1
57-025-12 C | CIRCUMCISION SET, CONTAINER AND BASKET
10-103-01 | Scalpel handle, standard No. 3 |  | 1
15-825-10 | Tohoku towel forceps, 10 cm |  | 4
13-154-12 | Semken dissecting forceps, straight, 1x2, 12 cm |  | 2
13-102-14 | Dissecting forceps 1x2, delicate, 14 cm |  | 1
13-210-16 | De Bakey forceps, 1.5 mm, straight, 16 cm |  | 2
14-064-15 | TC Potts-Smith dressing forceps 15 cm |  | 2
10-602-14 | Probe, Ø 2 mm, 14.5 cm |  | 1
10-610-14 | Director, 14.5 cm |  | 1
15-061-12 | Halsted-Mosquito forceps, curved, 12.5 cm |  | 4
15-060-12 | Halsted-Mosquito forceps, straight, 12.5 cm |  | 4
12-253-14 | TC Metzenbaum-Lahey scissors, curved, 14 cm |  | 1
12-436-11 | TC iris scissors, straight, 11.5 cm |  | 1
12-731-14 W | TC Mayo ligature scissors, curved, 14 cm W |  | 1
11-104-14 | Deaver scissors, sharp/blunt, straight, 14 cm |  | 1
18-012-15 | Crile-Wood TC-needle holder, 15 cm |  | 1
51-103-06 | Round bowls, Ø 60 mm, H 34 mm, 0.05 l |  | 1
55-310-60 | Container bottom, aluminium, 310 x 272 x 96 mm, | non perforated | 1
55-310-90 | Container lid, aluminium, silver, 295 x 280 mm, | perforated | 1
55-390-05 | Wire basket, 246 x 246 x 50 mm |  | 1
55-820-03 | Identification label, red |  | 1
57-025-14 | MICRO INSTRUMENTS SET
17-619-09 | Castroviejo micro needle holder without catch, | curved, tapered jaw, 9 x 0.5 mm, 9 cm | 1
11-599-02 | Vannas/Tübingen micro scissors, curved, 8.5 cm |  | 1
35-110-22 | Hegar uterine dilator, double, Ø 21-22 mm |  | 2
13-682-10 | Tübingen suture forceps, 10 cm |  | 2
22-740-01 | Castroviejo suture forceps, straight, 1x2, | with tying platform, 0.12 mm, 10 cm | 1
22-196-01 | Knapp discission knife, Fig. 1 |  | 1
11-697-14 | Micro scissors, curved, 14.5 cm |  | 1
13-670-15 | Gomel micro forceps, dressing, 15 cm |  | 1
13-671-15 | Gomel micro forceps, 1x2, 15 cm |  | 1
17-667-15 | Micro needle holder, without catch, 11.0 x 0.4 mm | Ø 8 mm, curved, 15 cm | 1
57-025-14 C | MICRO INSTRUMENTS SET, CONTAINER AND BASKET
17-619-09 | Castroviejo micro needle holder without catch, | curved, tapered jaw, 9 x 0.5 mm, 9 cm | 1
11-599-02 | Vannas/Tübingen micro scissors, curved, 8.5 cm |  | 1
35-110-22 | Hegar uterine dilator, double, Ø 21-22 mm |  | 2
13-682-10 | Tübingen suture forceps, 10 cm |  | 2
22-740-01 | Castroviejo suture forceps, straight, 1x2, | with tying platform, 0.12 mm, 10 cm | 1
22-196-01 | Knapp discission knife, Fig. 1 |  | 1
11-697-14 | Micro scissors, curved, 14.5 cm |  | 1
13-670-15 | Gomel micro forceps, dressing, 15 cm |  | 1
13-671-15 | Gomel micro forceps, 1x2, 15 cm |  | 1
17-667-15 | Micro needle holder, without catch, 11.0 x 0.4 mm | Ø 8 mm, curved, 15 cm | 1
55-510-61 | Container bottom, aluminium, 320 x 186 x 59 mm, | non perforated - for Special container | 1
55-510-90 | Container lid, aluminium, silver, 325 x 192 mm, | perforated - for Special container | 1
55-525-05 | Stainless steel tray 275 x 175 x 45mm, without lid |  | 1
55-820-03 | Identification label, red |  | 1
57-025-16 | RIB SUPPLEMENTARY INSTRUMENTS SET
30-117-27 | Giertz Stille rip scissors, 27 cm |  | 1
40-410-01 | Doyen periosteal elevator, adult, left, 17 cm |  | 1
40-410-02 | Doyen periosteal elevator, adult, right, 17 cm |  | 1
40-408-01 | Semb periosteal elevator, 12 mm, 19 cm |  | 1
40-408-02 | Semb periosteal elevator, 12 mm, 22 cm |  | 1
40-655-05 | Röttgen-Ruskin bone rongeur, curved, 5 mm, 24 cm |  | 1
40-530-20 | Langenbeck bone holding forceps, 11 mm, 20 cm |  | 1
57-025-16 C | RIB SUPPLEMENTARY INSTRUMENTS SET, CONTAINER AND BASKET
30-117-27 | Giertz Stille rip scissors, 27 cm |  | 1
40-410-01 | Doyen periosteal elevator, adult, left, 17 cm |  | 1
40-410-02 | Doyen periosteal elevator, adult, right, 17 cm |  | 1
40-408-01 | Semb periosteal elevator, 12 mm, 19 cm |  | 1
40-408-02 | Semb periosteal elevator, 12 mm, 22 cm |  | 1
40-655-05 | Röttgen-Ruskin bone rongeur, curved, 5 mm, 24 cm |  | 1
40-530-20 | Langenbeck bone holding forceps, 11 mm, 20 cm |  | 1
55-210-60 | Container bottom, aluminium, 475 x 272 x 96 mm, | non perforated | 1
55-210-90 | Container lid, aluminium, silver, 460 x 285 mm, | perforated | 1
55-290-05 | Wire basket, 405 x 245 x 50 mm |  | 1
55-820-03 | Identification label, red |  | 1
57-025-18 | HYDROCELE INSTRUMENTS SET
10-103-01 | Scalpel handle, standard No. 3 |  | 2
15-702-27 | Gross-Maier sponge forceps, straight, 27 cm |  | 2
15-702-20 | Gross-Maier sponge forceps, straight, 20 cm |  | 2
15-825-10 | Tohoku towel forceps, 10 cm |  | 6
15-766-14 | Allis tissue forceps, 4x5, straight, 15 cm |  | 2
12-201-14 | TC Metzenbaum scissors, curved, 14 cm |  | 1
12-233-16 | TC Lexer scissors, curved, 16 cm |  | 1
11-011-12 | Surgical scissors curved, delicate, Fig.1, 12 cm | blunt/blunt | 1
11-003-14 | Surgical scissors, Fig. 2, curved, 14 cm, | sharp/blunt | 1
13-100-13 | Dissecting forceps 1x2, 13 cm |  | 2
13-142-12 | Adson dissecting forceps, 1x2, 12 cm |  | 2
13-042-12 | Adson dressing forceps, 12 cm |  | 2
13-210-16 | De Bakey forceps, 1.5 mm, straight, 16 cm |  | 1
15-162-12 | Micro-Mosquito forceps, straight, 1x2, 12 cm |  | 6
15-063-12 | Micro-Mosquito forceps, curved, 12.5 cm |  | 4
15-265-18 | Mixter forceps, delicate, curved, 18 cm |  | 1
15-273-14 | Baby-Adson forceps, curved, 14 cm |  | 2
16-108-01 | Graefe-Micro-Hook, sharp, 15 cm |  | 2
16-128-16 | Desmarres vein retractor, 16 mm, 16 cm |  | 2
16-140-22 | Mini-Langenbeck retractor, 22 x 8 mm, 16 cm |  | 2
16-050-01 | Roux retractor, Fig. 1, 14 cm |  | 1
16-051-01 | Baby-Roux retractor, 12.5 cm |  | 1
16-217-13 | Weitlaner self retainig retractor, sharp, 3x4, | 13.5 cm | 1
10-613-14 | Doyen director, curved, 14 cm |  | 1
17-765-19 | König ligature conductor, 3 mm, 19.5 cm |  | 1
17-727-20 | Ligature needle, left, blunt, 20 cm |  | 1
17-721-13 | Kronecker ligature needle, for right hand, 13 cm |  | 1
18-012-15 | Crile-Wood TC-needle holder, 15 cm |  | 1
18-004-18 | De Bakey TC-needle holder, 18 cm, | Mayo Hegar delicate | 2
10-915-08 | Pool suction cannula, Ø 8 mm, 22.5 cm |  | 1
10-902-06 | Frazier suction tube, 30°, 13 cm, 6 Charr. |  | 1
51-103-08 | Round bowls, Ø 85 mm, H 50 mm, 0.175 l |  | 1
57-025-18 C | HYDROCELE INSTRUMENTS SET, CONTAINER AND BASKET
10-103-01 | Scalpel handle, standard No. 3 |  | 2
15-702-27 | Gross-Maier sponge forceps, straight, 27 cm |  | 2
15-702-20 | Gross-Maier sponge forceps, straight, 20 cm |  | 2
15-825-10 | Tohoku towel forceps, 10 cm |  | 6
15-766-14 | Allis tissue forceps, 4x5, straight, 15 cm |  | 2
12-201-14 | TC Metzenbaum scissors, curved, 14 cm |  | 1
12-233-16 | TC Lexer scissors, curved, 16 cm |  | 1
11-011-12 | Surgical scissors curved, delicate, Fig.1, 12 cm | blunt/blunt | 1
11-003-14 | Surgical scissors, Fig. 2, curved, 14 cm, | sharp/blunt | 1
13-100-13 | Dissecting forceps 1x2, 13 cm |  | 2
13-142-12 | Adson dissecting forceps, 1x2, 12 cm |  | 2
13-042-12 | Adson dressing forceps, 12 cm |  | 2
13-210-16 | De Bakey forceps, 1.5 mm, straight, 16 cm |  | 1
15-162-12 | Micro-Mosquito forceps, straight, 1x2, 12 cm |  | 6
15-063-12 | Micro-Mosquito forceps, curved, 12.5 cm |  | 4
15-265-18 | Mixter forceps, delicate, curved, 18 cm |  | 1
15-273-14 | Baby-Adson forceps, curved, 14 cm |  | 2
16-108-01 | Graefe-Micro-Hook, sharp, 15 cm |  | 2
16-128-16 | Desmarres vein retractor, 16 mm, 16 cm |  | 2
16-140-22 | Mini-Langenbeck retractor, 22 x 8 mm, 16 cm |  | 2
16-050-01 | Roux retractor, Fig. 1, 14 cm |  | 1
16-051-01 | Baby-Roux retractor, 12.5 cm |  | 1
16-217-13 | Weitlaner self retainig retractor, sharp, 3x4, | 13.5 cm | 1
10-613-14 | Doyen director, curved, 14 cm |  | 1
17-765-19 | König ligature conductor, 3 mm, 19.5 cm |  | 1
17-727-20 | Ligature needle, left, blunt, 20 cm |  | 1
17-721-13 | Kronecker ligature needle, for right hand, 13 cm |  | 1
18-012-15 | Crile-Wood TC-needle holder, 15 cm |  | 1
18-004-18 | De Bakey TC-needle holder, 18 cm, | Mayo Hegar delicate | 2
10-915-08 | Pool suction cannula, Ø 8 mm, 22.5 cm |  | 1
10-902-06 | Frazier suction tube, 30°, 13 cm, 6 Charr. |  | 1
51-103-08 | Round bowls, Ø 85 mm, H 50 mm, 0.175 l |  | 1
55-110-61 | Container bottom, aluminium, 600 x 272 x 116 mm, | non perforated | 1
55-110-90 | Container lid, aluminium, silver, 585 x 285 mm, | perforated | 1
55-190-05 | Wire basket, 480 x 245 x 50 mm |  | 1
55-820-03 | Identification label, red |  | 1
57-025-20 | EPISPADY SET
10-103-01 | Scalpel handle, standard No. 3 |  | 2
15-702-20 | Gross-Maier sponge forceps, straight, 20 cm |  | 2
15-825-10 | Tohoku towel forceps, 10 cm |  | 6
15-766-14 | Allis tissue forceps, 4x5, straight, 15 cm |  | 2
13-042-12 | Adson dressing forceps, 12 cm |  | 2
13-142-12 | Adson dissecting forceps, 1x2, 12 cm |  | 2
13-004-13 | Standard dressing forceps delicate, straight, 13cm |  | 1
11-011-12 | Surgical scissors curved, delicate, Fig.1, 12 cm | blunt/blunt | 1
11-441-11 | Iris scissors (M), curved, 11 cm |  | 1
11-003-11 | Surgical scissors, Fig. 2, curved, 11 cm, | sharp/blunt | 1
11-211-14 | Metzenbaum scissors, delicate, curved, | blunt/blunt, 14 cm | 1
15-162-10 | Micro-Mosquito forceps, straight, 1x2, 10 cm |  | 6
15-063-12 | Micro-Mosquito forceps, curved, 12.5 cm |  | 6
15-273-14 | Baby-Adson forceps, curved, 14 cm |  | 1
16-108-01 | Graefe-Micro-Hook, sharp, 15 cm |  | 2
16-124-02 | Trachea hook, sharp, 2-prongs, 16.5 cm |  | 2
16-060-15 | Ragnell retractor, 6,3x3 / 16x3 mm, 15 cm |  | 2
16-212-07 | Alm self retaining retractor, sharp, 7 cm |  | 1
18-032-12 | Derf (Wright) TC-needle holder, 12 cm |  | 1
18-012-15 | Crile-Wood TC-needle holder, 15 cm |  | 1
51-103-08 | Round bowls, Ø 85 mm, H 50 mm, 0.175 l |  | 1
57-025-20 C | EPISPADY SET, CONTAINER AND BASKET
10-103-01 | Scalpel handle, standard No. 3 |  | 2
15-702-20 | Gross-Maier sponge forceps, straight, 20 cm |  | 2
15-825-10 | Tohoku towel forceps, 10 cm |  | 6
15-766-14 | Allis tissue forceps, 4x5, straight, 15 cm |  | 2
13-042-12 | Adson dressing forceps, 12 cm |  | 2
13-142-12 | Adson dissecting forceps, 1x2, 12 cm |  | 2
13-004-13 | Standard dressing forceps delicate, straight, 13cm |  | 1
11-011-12 | Surgical scissors curved, delicate, Fig.1, 12 cm | blunt/blunt | 1
11-441-11 | Iris scissors (M), curved, 11 cm |  | 1
11-003-11 | Surgical scissors, Fig. 2, curved, 11 cm, | sharp/blunt | 1
11-211-14 | Metzenbaum scissors, delicate, curved, | blunt/blunt, 14 cm | 1
15-162-10 | Micro-Mosquito forceps, straight, 1x2, 10 cm |  | 6
15-063-12 | Micro-Mosquito forceps, curved, 12.5 cm |  | 6
15-273-14 | Baby-Adson forceps, curved, 14 cm |  | 1
16-108-01 | Graefe-Micro-Hook, sharp, 15 cm |  | 2
16-124-02 | Trachea hook, sharp, 2-prongs, 16.5 cm |  | 2
16-060-15 | Ragnell retractor, 6,3x3 / 16x3 mm, 15 cm |  | 2
16-212-07 | Alm self retaining retractor, sharp, 7 cm |  | 1
18-032-12 | Derf (Wright) TC-needle holder, 12 cm |  | 1
18-012-15 | Crile-Wood TC-needle holder, 15 cm |  | 1
51-103-08 | Round bowls, Ø 85 mm, H 50 mm, 0.175 l |  | 1
55-210-60 | Container bottom, aluminium, 475 x 272 x 96 mm, | non perforated | 1
55-210-90 | Container lid, aluminium, silver, 460 x 285 mm, | perforated | 1
55-290-05 | Wire basket, 405 x 245 x 50 mm |  | 1
55-820-03 | Identification label, red |  | 1
57-025-22 | SUPRAPUBIC PROSTATECTOMY INSTRUMENTS SET
17-787-24 | Ligature catcher, model vienna, 23.5 cm |  | 1
12-231-16 | TC Mayo-Lexer scissors, curved, 16 cm |  | 2
11-003-14 | Surgical scissors, Fig. 2, curved, 14 cm, | sharp/blunt | 1
11-005-14 | Surgical scissors, Fig. 3, curved, 14 cm, | sharp/sharp | 1
10-804-12 | Vein cannula, 1.20 x 80 mm |  | 1
10-602-20 | Probe, Ø 2 mm, 20 cm |  | 1
36-620-00 | Millin bladder retractor, complete with central | blade 45 x 100 mm and 2 pairs of lateral | 1
16-079-40 | Kader spatula, 40 mm breit, 28 cm |  | 1
16-079-30 | Kader spatula, 30 mm wide, 28 cm |  | 1
16-032-04 | Brunner retractor, curved down 140x25 mm 25 cm |  | 1
16-048-04 | Simon retractor, 115 x 26 mm, 28 cm |  | 1
16-032-03 | Brunner retractor, curved down 120x25 mm 25 cm |  | 2
17-790-24 | Young-Hryntschak boomerang needle holder | with 1 needle | 1
17-790-51 | Spare needle, Fig. 1 |  | 1
17-790-52 | Spare needle, Fig. 2 |  | 1
17-790-53 | Spare needle, Fig. 3 |  | 1
34-102-01 | Bakes dilator, malleable, 31 cm, Ø 1 mm |  | 1
36-659-24 | Millin ligature carrying forceps, 24 cm |  | 1
15-768-25 | Allis atrauma forceps, straight, 25 cm |  | 6
18-002-20 | Mayo-Hegar TC-needle holder, 20 cm |  | 2
18-002-24 | Mayo-Hegar TC-needle holder, 24 cm |  | 1
18-044-27 | Wangensteen needle holder, 27 cm |  | 1
15-232-30 | Zenker forceps, curved, 30 cm |  | 2
15-231-30 | Zenker forceps, curved, 30 cm |  | 2
12-211-25 | TC Metzenbaum scissors, delicate, curved, 25 cm |  | 1
15-267-22 | Roberts forceps, curved, 22 cm |  | 2
15-160-12 | Halsted-Mosquito forceps, straight, 1x2, 12 cm |  | 6
13-000-25 | Standard dressing forceps, straight, 25 cm |  | 1
13-208-20 | De Bakey forceps, 2.0 mm, straight, 20 cm |  | 2
13-208-24 | De Bakey forceps, 2.0 mm, straight, 24 cm |  | 2
51-103-08 | Round bowls, Ø 85 mm, H 50 mm, 0.175 l |  | 1
51-103-11 | Round bowls, Ø 100 mm, H 50 mm, 0.25 l |  | 1
57-025-22 C | SUPRAPUBIC PROSTATECTOMY INSTRUMENTS SET, CONTAINER AND BASKET
17-787-24 | Ligature catcher, model vienna, 23.5 cm |  | 1
12-231-16 | TC Mayo-Lexer scissors, curved, 16 cm |  | 2
11-003-14 | Surgical scissors, Fig. 2, curved, 14 cm, | sharp/blunt | 1
11-005-14 | Surgical scissors, Fig. 3, curved, 14 cm, | sharp/sharp | 1
10-804-12 | Vein cannula, 1.20 x 80 mm |  | 1
10-602-20 | Probe, Ø 2 mm, 20 cm |  | 1
36-620-00 | Millin bladder retractor, complete with central | blade 45 x 100 mm and 2 pairs of lateral | 1
16-079-40 | Kader spatula, 40 mm breit, 28 cm |  | 1
16-079-30 | Kader spatula, 30 mm wide, 28 cm |  | 1
16-032-04 | Brunner retractor, curved down 140x25 mm 25 cm |  | 1
16-048-04 | Simon retractor, 115 x 26 mm, 28 cm |  | 1
16-032-03 | Brunner retractor, curved down 120x25 mm 25 cm |  | 2
17-790-24 | Young-Hryntschak boomerang needle holder | with 1 needle | 1
17-790-51 | Spare needle, Fig. 1 |  | 1
17-790-52 | Spare needle, Fig. 2 |  | 1
17-790-53 | Spare needle, Fig. 3 |  | 1
34-102-01 | Bakes dilator, malleable, 31 cm, Ø 1 mm |  | 1
36-659-24 | Millin ligature carrying forceps, 24 cm |  | 1
15-768-25 | Allis atrauma forceps, straight, 25 cm |  | 6
18-002-20 | Mayo-Hegar TC-needle holder, 20 cm |  | 2
18-002-24 | Mayo-Hegar TC-needle holder, 24 cm |  | 1
18-044-27 | Wangensteen needle holder, 27 cm |  | 1
15-232-30 | Zenker forceps, curved, 30 cm |  | 2
15-231-30 | Zenker forceps, curved, 30 cm |  | 2
12-211-25 | TC Metzenbaum scissors, delicate, curved, 25 cm |  | 1
15-267-22 | Roberts forceps, curved, 22 cm |  | 2
15-160-12 | Halsted-Mosquito forceps, straight, 1x2, 12 cm |  | 6
13-000-25 | Standard dressing forceps, straight, 25 cm |  | 1
13-208-20 | De Bakey forceps, 2.0 mm, straight, 20 cm |  | 2
13-208-24 | De Bakey forceps, 2.0 mm, straight, 24 cm |  | 2
51-103-08 | Round bowls, Ø 85 mm, H 50 mm, 0.175 l |  | 1
51-103-11 | Round bowls, Ø 100 mm, H 50 mm, 0.25 l |  | 1
55-110-61 | Container bottom, aluminium, 600 x 272 x 116 mm, | non perforated | 1
55-110-90 | Container lid, aluminium, silver, 585 x 285 mm, | perforated | 1
55-190-05 | Wire basket, 480 x 245 x 50 mm |  | 1
55-820-03 | Identification label, red |  | 1
57-025-24 | PYELOPLASTIC SUPPLEMENT INSTRUMENT SET
16-134-08 | Cushing vein hook, 8 mm, 24 cm |  | 2
16-134-10 | Cushing vein hook, 10 mm, 24 cm |  | 2
16-134-12 | Cushing vein hook, 12 mm, 24 cm |  | 2
16-106-02 | Cushing hook, 28 cm Fig. 2 |  | 1
12-211-14 | TC Metzenbaum scissors, delicate, curved, 14 cm |  | 1
18-004-23 | De Bakey TC-needle holder, 23 cm |  | 1
13-210-24 | De Bakey forceps, 1.5 mm, straight, 24 cm |  | 2
57-025-24 C | PYELOPLASTIC SUPPLEMENT INSTRUMENT SET, CONTAINER AND BASKET
16-134-08 | Cushing vein hook, 8 mm, 24 cm |  | 2
16-134-10 | Cushing vein hook, 10 mm, 24 cm |  | 2
16-134-12 | Cushing vein hook, 12 mm, 24 cm |  | 2
16-106-02 | Cushing hook, 28 cm Fig. 2 |  | 1
12-211-14 | TC Metzenbaum scissors, delicate, curved, 14 cm |  | 1
18-004-23 | De Bakey TC-needle holder, 23 cm |  | 1
13-210-24 | De Bakey forceps, 1.5 mm, straight, 24 cm |  | 2
55-510-61 | Container bottom, aluminium, 320 x 186 x 59 mm, | non perforated - for Special container | 1
55-510-90 | Container lid, aluminium, silver, 325 x 192 mm, | perforated - for Special container | 1
55-525-05 | Stainless steel tray 275 x 175 x 45mm, without lid |  | 1
55-820-03 | Identification label, red |  | 1
57-025-26 | BLADDER SUPPLEMENT INSTRUMENT SET
17-790-24 | Young-Hryntschak boomerang needle holder | with 1 needle | 1
36-622-00 | Millin bladder neck retractor, 28 cm |  | 1
36-618-00 | Thomson-Walker bladder retractor, wit central | blade, 2 pairs of lateral blades and retractor | 1
15-575-16 | De Bakey atrauma clamp, strongly curved, 16.5 cm |  | 4
36-621-27 | Legueu bladder spatula, 27 cm |  | 1
16-028-03 | Mikulicz retractor, 120 x 50 mm, 26 cm |  | 1
57-025-26 C | BLADDER SUPPLEMENT INSTRUMENT SET, CONTAINER AND BASKET
17-790-24 | Young-Hryntschak boomerang needle holder | with 1 needle | 1
36-622-00 | Millin bladder neck retractor, 28 cm |  | 1
36-618-00 | Thomson-Walker bladder retractor, wit central | blade, 2 pairs of lateral blades and retractor | 1
15-575-16 | De Bakey atrauma clamp, strongly curved, 16.5 cm |  | 4
36-621-27 | Legueu bladder spatula, 27 cm |  | 1
16-028-03 | Mikulicz retractor, 120 x 50 mm, 26 cm |  | 1
55-510-61 | Container bottom, aluminium, 320 x 186 x 59 mm, | non perforated - for Special container | 1
55-525-05 | Stainless steel tray 275 x 175 x 45mm, without lid |  | 1
55-510-90 | Container lid, aluminium, silver, 325 x 192 mm, | perforated - for Special container | 1
55-820-03 | Identification label, red |  | 1
57-025-28 | KIDNEY INSTRUMENT SET
15-701-27 | Ulrich sponge forceps, curved, 26.5 cm |  | 2
15-801-11 | Backhaus towel forceps, 11 cm |  | 12
15-100-14 | Ochsner-Kocher forceps, straight, 14 cm |  | 10
10-104-01 | Scalpel handle, standard No. 4 |  | 2
10-103-01 | Scalpel handle, standard No. 3 |  | 1
15-060-12 | Halsted-Mosquito forceps, straight, 12.5 cm |  | 6
15-061-12 | Halsted-Mosquito forceps, curved, 12.5 cm |  | 6
15-000-20 | Pean forceps, straight, 20 cm |  | 2
15-000-26 | Pean forceps, straight, 26 cm |  | 2
15-339-20 | Mikulicz forceps, curved, 20.5 cm |  | 6
15-703-27 | Gross-Maier sponge forceps, curved, 27 cm |  | 4
15-702-27 | Gross-Maier sponge forceps, straight, 27 cm |  | 2
15-355-22 | Mixter forceps, curved, 22 cm |  | 2
15-201-05 | Overholt-Geissendörfer forceps, curved, 21 cm |  | 2
15-201-01 | Overholt-Geissendörfer forceps, curved, 21 cm |  | 2
15-201-02 | Overholt-Geissendörfer forceps, curved, 21 cm |  | 2
15-201-03 | Overholt-Geissendörfer forceps, curved, 21 cm |  | 6
15-201-04 | Overholt-Geissendörfer forceps, curved, 21 cm |  | 2
15-647-20 | Satinsky-De Bakey clamp, curved, 20 cm |  | 1
15-647-24 | Satinsky atrauma clamp, curved, 24 cm |  | 2
15-647-25 | Satinsky atrauma clamp, curved, 25.0 cm |  | 1
15-653-01 | Harken atrauma clamp, curved, Fig. 1, 24.5 cm |  | 1
15-605-23 | De Bakey atrauma clamp, S-shape, 23 cm |  | 1
14-064-23 | TC Potts-Smith dressing forceps 23 cm |  | 2
14-004-18 | TC standard dressing forceps delicate 18 cm |  | 2
13-208-16 | De Bakey forceps, 2.0 mm, straight, 16 cm |  | 2
13-208-24 | De Bakey forceps, 2.0 mm, straight, 24 cm |  | 2
13-200-20 | De Bakey forceps, 3.5 mm, straight, 20 cm |  | 2
13-102-16 | Dissecting forceps 1x2, delicate, 16 cm |  | 2
13-102-14 | Dissecting forceps 1x2, delicate, 14 cm |  | 2
13-164-21 | Potts-Smith dissecting forceps, straight, 21 cm |  | 2
13-106-25 | Waugh forceps, 1x2, straight, 25 cm |  | 2
12-551-19 | TC Potts-Smith scissors, 19 cm, 25° |  | 1
12-545-23 | TC De Bakey vascular scissors, 23 cm, 60° |  | 1
11-253-17 | Tönnis-Adson scissors, curved, 17.5 cm |  | 1
12-731-17 W | TC Mayo ligature scissors, curved, 17 cm W |  | 1
12-731-23 W | TC Mayo ligature scissors, curved, 23 cm W |  | 1
12-231-16 | TC Mayo-Lexer scissors, curved, 16 cm |  | 1
12-233-16 | TC Lexer scissors, curved, 16 cm |  | 1
12-201-23 | TC Metzenbaum scissors, curved, 23 cm |  | 1
12-253-17 | TC Tönnis-Adson scissors, curved, 17.5 cm |  | 1
12-201-20 | TC Metzenbaum scissors, curved, 20 cm |  | 1
16-002-06 | Volkmann retractor, 6-prongs, semi-sharp, 22 cm |  | 2
16-050-01 | Roux retractor, Fig. 1, 14 cm |  | 2
16-050-02 | Roux retractor, Fig. 2, 15 cm |  | 2
16-050-03 | Roux retractor, Fig. 3, 17 cm |  | 2
16-133-10 | Cushing vein hook, 10 mm, 20 cm |  | 2
16-028-04 | Mikulicz retractor, 155 x 50 mm, 26 cm |  | 2
16-039-04 | Fritsch retractor, 48 x 75 mm, 25.5 cm |  | 2
16-073-03 | Haberer-spatula, malleable, 300x37/45 mm |  | 1
31-688-03 | Caspar exploration- and coagulation hook, Fig. 3, | insulated, 24.5 cm | 1
15-383-24 | Guyon kidney pedicle forceps, atrauma, 24 cm |  | 1
15-383-23 | Guyon kidney pedicle forceps, atrauma, 22 cm |  | 1
34-120-01 | Luer-Koerte gall stone scoop, Fig. 000, 31 cm |  | 1
34-120-03 | Luer-Koerte gall stone scoop, Fig. 0, 31 cm |  | 1
10-601-14 | Probe, Ø 1.5 mm, 14.5 cm |  | 1
34-102-02 | Bakes dilator, malleable, 31 cm, Ø 2 mm |  | 1
18-004-26 | De Bakey TC-needle holder, 26 cm |  | 2
18-106-20 | Microvascular TC-needle holder, delicate, 20 cm |  | 1
18-039-23 | Stratte TC-needle holder, 23 cm |  | 1
18-012-15 | Crile-Wood TC-needle holder, 15 cm |  | 1
18-002-20 | Mayo-Hegar TC-needle holder, 20 cm |  | 2
34-207-01 | Randall kidney stone forceps, Fig. 1, 23 cm |  | 1
34-207-02 | Randall kidney stone forceps, Fig. 2, 22 cm |  | 1
34-207-03 | Randall kidney stone forceps, Fig. 3, 22 cm |  | 1
34-207-04 | Randall kidney stone forceps, Fig. 4, 22 cm |  | 1
56-112-02 | Needle case perforated, with compartments | 150 x 95 x 13 mm | 1
56-100-65 | Needle case, 62 x 13 mm, insert only |  | 1
15-736-25 | Förster-Ballenger forceps, straight, 25 cm |  | 1
15-768-25 | Allis atrauma forceps, straight, 25 cm |  | 2
15-768-20 | Allis atrauma forceps, straight, 20 cm |  | 2
10-600-20 | Probe, Ø 1 mm, 20 cm |  | 2
57-025-28 C | KIDNEY INSTRUMENT SET, CONTAINER AND BASKET
15-701-27 | Ulrich sponge forceps, curved, 26.5 cm |  | 2
15-801-11 | Backhaus towel forceps, 11 cm |  | 12
15-100-14 | Ochsner-Kocher forceps, straight, 14 cm |  | 10
10-104-01 | Scalpel handle, standard No. 4 |  | 2
10-103-01 | Scalpel handle, standard No. 3 |  | 1
15-060-12 | Halsted-Mosquito forceps, straight, 12.5 cm |  | 6
15-061-12 | Halsted-Mosquito forceps, curved, 12.5 cm |  | 6
15-000-20 | Pean forceps, straight, 20 cm |  | 2
15-000-26 | Pean forceps, straight, 26 cm |  | 2
15-339-20 | Mikulicz forceps, curved, 20.5 cm |  | 6
15-703-27 | Gross-Maier sponge forceps, curved, 27 cm |  | 4
15-702-27 | Gross-Maier sponge forceps, straight, 27 cm |  | 2
15-355-22 | Mixter forceps, curved, 22 cm |  | 2
15-201-05 | Overholt-Geissendörfer forceps, curved, 21 cm |  | 2
15-201-01 | Overholt-Geissendörfer forceps, curved, 21 cm |  | 2
15-201-02 | Overholt-Geissendörfer forceps, curved, 21 cm |  | 2
15-201-03 | Overholt-Geissendörfer forceps, curved, 21 cm |  | 6
15-201-04 | Overholt-Geissendörfer forceps, curved, 21 cm |  | 2
15-647-20 | Satinsky-De Bakey clamp, curved, 20 cm |  | 1
15-647-24 | Satinsky atrauma clamp, curved, 24 cm |  | 2
15-647-25 | Satinsky atrauma clamp, curved, 25.0 cm |  | 1
15-653-01 | Harken atrauma clamp, curved, Fig. 1, 24.5 cm |  | 1
15-605-23 | De Bakey atrauma clamp, S-shape, 23 cm |  | 1
14-064-23 | TC Potts-Smith dressing forceps 23 cm |  | 2
14-004-18 | TC standard dressing forceps delicate 18 cm |  | 2
13-208-16 | De Bakey forceps, 2.0 mm, straight, 16 cm |  | 2
13-208-24 | De Bakey forceps, 2.0 mm, straight, 24 cm |  | 2
13-200-20 | De Bakey forceps, 3.5 mm, straight, 20 cm |  | 2
13-102-16 | Dissecting forceps 1x2, delicate, 16 cm |  | 2
13-102-14 | Dissecting forceps 1x2, delicate, 14 cm |  | 2
13-164-21 | Potts-Smith dissecting forceps, straight, 21 cm |  | 2
13-106-25 | Waugh forceps, 1x2, straight, 25 cm |  | 2
12-551-19 | TC Potts-Smith scissors, 19 cm, 25° |  | 1
12-545-23 | TC De Bakey vascular scissors, 23 cm, 60° |  | 1
11-253-17 | Tönnis-Adson scissors, curved, 17.5 cm |  | 1
12-731-17 W | TC Mayo ligature scissors, curved, 17 cm W |  | 1
12-731-23 W | TC Mayo ligature scissors, curved, 23 cm W |  | 1
12-231-16 | TC Mayo-Lexer scissors, curved, 16 cm |  | 1
12-233-16 | TC Lexer scissors, curved, 16 cm |  | 1
12-201-23 | TC Metzenbaum scissors, curved, 23 cm |  | 1
12-253-17 | TC Tönnis-Adson scissors, curved, 17.5 cm |  | 1
12-201-20 | TC Metzenbaum scissors, curved, 20 cm |  | 1
16-002-06 | Volkmann retractor, 6-prongs, semi-sharp, 22 cm |  | 2
16-050-01 | Roux retractor, Fig. 1, 14 cm |  | 2
16-050-02 | Roux retractor, Fig. 2, 15 cm |  | 2
16-050-03 | Roux retractor, Fig. 3, 17 cm |  | 2
16-133-10 | Cushing vein hook, 10 mm, 20 cm |  | 2
16-028-04 | Mikulicz retractor, 155 x 50 mm, 26 cm |  | 2
16-039-04 | Fritsch retractor, 48 x 75 mm, 25.5 cm |  | 2
16-073-03 | Haberer-spatula, malleable, 300x37/45 mm |  | 1
31-688-03 | Caspar exploration- and coagulation hook, Fig. 3, | insulated, 24.5 cm | 1
15-383-24 | Guyon kidney pedicle forceps, atrauma, 24 cm |  | 1
15-383-23 | Guyon kidney pedicle forceps, atrauma, 22 cm |  | 1
34-120-01 | Luer-Koerte gall stone scoop, Fig. 000, 31 cm |  | 1
34-120-03 | Luer-Koerte gall stone scoop, Fig. 0, 31 cm |  | 1
10-601-14 | Probe, Ø 1.5 mm, 14.5 cm |  | 1
34-102-02 | Bakes dilator, malleable, 31 cm, Ø 2 mm |  | 1
18-004-26 | De Bakey TC-needle holder, 26 cm |  | 2
18-106-20 | Microvascular TC-needle holder, delicate, 20 cm |  | 1
18-039-23 | Stratte TC-needle holder, 23 cm |  | 1
18-012-15 | Crile-Wood TC-needle holder, 15 cm |  | 1
18-002-20 | Mayo-Hegar TC-needle holder, 20 cm |  | 2
34-207-01 | Randall kidney stone forceps, Fig. 1, 23 cm |  | 1
34-207-02 | Randall kidney stone forceps, Fig. 2, 22 cm |  | 1
34-207-03 | Randall kidney stone forceps, Fig. 3, 22 cm |  | 1
34-207-04 | Randall kidney stone forceps, Fig. 4, 22 cm |  | 1
56-112-02 | Needle case perforated, with compartments | 150 x 95 x 13 mm | 1
56-100-65 | Needle case, 62 x 13 mm, insert only |  | 1
15-736-25 | Förster-Ballenger forceps, straight, 25 cm |  | 1
15-768-25 | Allis atrauma forceps, straight, 25 cm |  | 2
15-768-20 | Allis atrauma forceps, straight, 20 cm |  | 2
10-600-20 | Probe, Ø 1 mm, 20 cm |  | 2
55-110-62 | Container bottom, aluminium, 600 x 272 x 138 mm, | non perforated | 1
55-110-90 | Container lid, aluminium, silver, 585 x 285 mm, | perforated | 1
55-190-05 | Wire basket, 480 x 245 x 50 mm |  | 2
55-820-03 | Identification label, red |  | 1
57-025-30 | BLADDER INSTRUMENT SET
15-701-27 | Ulrich sponge forceps, curved, 26.5 cm |  | 2
15-801-11 | Backhaus towel forceps, 11 cm |  | 12
10-104-01 | Scalpel handle, standard No. 4 |  | 2
10-103-12 | Scalpel handle No. 3R with round handle |  | 1
15-100-14 | Ochsner-Kocher forceps, straight, 14 cm |  | 10
15-060-12 | Halsted-Mosquito forceps, straight, 12.5 cm |  | 6
15-061-12 | Halsted-Mosquito forceps, curved, 12.5 cm |  | 6
15-000-20 | Pean forceps, straight, 20 cm |  | 4
15-339-20 | Mikulicz forceps, curved, 20.5 cm |  | 6
15-703-27 | Gross-Maier sponge forceps, curved, 27 cm |  | 4
15-201-01 | Overholt-Geissendörfer forceps, curved, 21 cm |  | 2
15-201-02 | Overholt-Geissendörfer forceps, curved, 21 cm |  | 2
15-201-03 | Overholt-Geissendörfer forceps, curved, 21 cm |  | 6
15-201-05 | Overholt-Geissendörfer forceps, curved, 21 cm |  | 2
15-203-04 | Overholt-Geissendörfer forceps, curved, 27 cm |  | 2
13-000-20 | Standard dressing forceps, straight, 20 cm |  | 2
13-000-25 | Standard dressing forceps, straight, 25 cm |  | 2
14-004-18 | TC standard dressing forceps delicate 18 cm |  | 1
14-064-23 | TC Potts-Smith dressing forceps 23 cm |  | 1
13-208-24 | De Bakey forceps, 2.0 mm, straight, 24 cm |  | 2
13-200-20 | De Bakey forceps, 3.5 mm, straight, 20 cm |  | 2
13-106-25 | Waugh forceps, 1x2, straight, 25 cm |  | 2
13-164-21 | Potts-Smith dissecting forceps, straight, 21 cm |  | 2
13-102-14 | Dissecting forceps 1x2, delicate, 14 cm |  | 2
13-102-16 | Dissecting forceps 1x2, delicate, 16 cm |  | 2
13-071-18 | Gerald forceps, curved, 18 cm |  | 2
12-551-19 | TC Potts-Smith scissors, 19 cm, 25° |  | 1
12-545-23 | TC De Bakey vascular scissors, 23 cm, 60° |  | 1
12-731-17 W | TC Mayo ligature scissors, curved, 17 cm W |  | 1
12-731-23 W | TC Mayo ligature scissors, curved, 23 cm W |  | 1
12-231-16 | TC Mayo-Lexer scissors, curved, 16 cm |  | 1
12-201-23 | TC Metzenbaum scissors, curved, 23 cm |  | 1
12-253-17 | TC Tönnis-Adson scissors, curved, 17.5 cm |  | 1
12-201-20 | TC Metzenbaum scissors, curved, 20 cm |  | 1
16-050-01 | Roux retractor, Fig. 1, 14 cm |  | 2
16-050-02 | Roux retractor, Fig. 2, 15 cm |  | 2
16-050-03 | Roux retractor, Fig. 3, 17 cm |  | 2
16-028-04 | Mikulicz retractor, 155 x 50 mm, 26 cm |  | 2
16-043-01 | Kelly retractor, 190 x 38 mm, 27 cm |  | 1
16-073-03 | Haberer-spatula, malleable, 300x37/45 mm |  | 1
16-039-04 | Fritsch retractor, 48 x 75 mm, 25.5 cm |  | 1
16-048-04 | Simon retractor, 115 x 26 mm, 28 cm |  | 1
16-048-02 | Martin retractor, 105 x 27 mm, 25 cm |  | 1
16-027-05 | Kocher retractor, 75 x 40 mm, 23 cm |  | 2
16-027-03 | Kocher retractor, 60 x 25 mm, 23 cm |  | 2
31-688-03 | Caspar exploration- and coagulation hook, Fig. 3, | insulated, 24.5 cm | 1
16-131-00 | Emmet fistula hook, angled, 22 cm |  | 2
36-621-27 | Legueu bladder spatula, 27 cm |  | 1
15-736-25 | Förster-Ballenger forceps, straight, 25 cm |  | 1
15-730-21 | Heywood-Smith forceps, straight, 20.5 cm |  | 1
10-602-14 | Probe, Ø 2 mm, 14.5 cm |  | 1
15-768-20 | Allis atrauma forceps, straight, 20 cm |  | 2
15-768-25 | Allis atrauma forceps, straight, 25 cm |  | 2
56-112-02 | Needle case perforated, with compartments | 150 x 95 x 13 mm | 1
56-100-65 | Needle case, 62 x 13 mm, insert only |  | 1
18-002-20 | Mayo-Hegar TC-needle holder, 20 cm |  | 2
18-012-15 | Crile-Wood TC-needle holder, 15 cm |  | 1
18-106-20 | Microvascular TC-needle holder, delicate, 20 cm |  | 1
18-004-26 | De Bakey TC-needle holder, 26 cm |  | 1
18-004-20 | De Bakey TC-needle holder, 20 cm, | Mayo Hegar delicate | 1
18-039-23 | Stratte TC-needle holder, 23 cm |  | 1
35-050-02 | Kristeller specula, set, Fig. 2, 110 x 30 mm / | 115 x 26 mm | 1
36-050-08 | Stockmann penis clamp, 8 cm |  | 1
36-060-11 | Strauss penis clamp, 11 cm |  | 1
36-071-35 | Guyon catheter guide, curved, 35 cm |  | 1
10-600-25 | Probe, Ø 1 mm, 25 cm |  | 1
57-025-30 C | BLADDER INSTRUMENT SET, CONTAINER AND BASKET
15-701-27 | Ulrich sponge forceps, curved, 26.5 cm |  | 2
15-801-11 | Backhaus towel forceps, 11 cm |  | 12
10-104-01 | Scalpel handle, standard No. 4 |  | 2
10-103-12 | Scalpel handle No. 3R with round handle |  | 1
15-100-14 | Ochsner-Kocher forceps, straight, 14 cm |  | 10
15-060-12 | Halsted-Mosquito forceps, straight, 12.5 cm |  | 6
15-061-12 | Halsted-Mosquito forceps, curved, 12.5 cm |  | 6
15-000-20 | Pean forceps, straight, 20 cm |  | 4
15-339-20 | Mikulicz forceps, curved, 20.5 cm |  | 6
15-703-27 | Gross-Maier sponge forceps, curved, 27 cm |  | 4
15-201-01 | Overholt-Geissendörfer forceps, curved, 21 cm |  | 2
15-201-02 | Overholt-Geissendörfer forceps, curved, 21 cm |  | 2
15-201-03 | Overholt-Geissendörfer forceps, curved, 21 cm |  | 6
15-201-05 | Overholt-Geissendörfer forceps, curved, 21 cm |  | 2
15-203-04 | Overholt-Geissendörfer forceps, curved, 27 cm |  | 2
13-000-20 | Standard dressing forceps, straight, 20 cm |  | 2
13-000-25 | Standard dressing forceps, straight, 25 cm |  | 2
14-004-18 | TC standard dressing forceps delicate 18 cm |  | 1
14-064-23 | TC Potts-Smith dressing forceps 23 cm |  | 1
13-208-24 | De Bakey forceps, 2.0 mm, straight, 24 cm |  | 2
13-200-20 | De Bakey forceps, 3.5 mm, straight, 20 cm |  | 2
13-106-25 | Waugh forceps, 1x2, straight, 25 cm |  | 2
13-164-21 | Potts-Smith dissecting forceps, straight, 21 cm |  | 2
13-102-14 | Dissecting forceps 1x2, delicate, 14 cm |  | 2
13-102-16 | Dissecting forceps 1x2, delicate, 16 cm |  | 2
13-071-18 | Gerald forceps, curved, 18 cm |  | 2
12-551-19 | TC Potts-Smith scissors, 19 cm, 25° |  | 1
12-545-23 | TC De Bakey vascular scissors, 23 cm, 60° |  | 1
12-731-17 W | TC Mayo ligature scissors, curved, 17 cm W |  | 1
12-731-23 W | TC Mayo ligature scissors, curved, 23 cm W |  | 1
12-231-16 | TC Mayo-Lexer scissors, curved, 16 cm |  | 1
12-201-23 | TC Metzenbaum scissors, curved, 23 cm |  | 1
12-253-17 | TC Tönnis-Adson scissors, curved, 17.5 cm |  | 1
12-201-20 | TC Metzenbaum scissors, curved, 20 cm |  | 1
16-050-01 | Roux retractor, Fig. 1, 14 cm |  | 2
16-050-02 | Roux retractor, Fig. 2, 15 cm |  | 2
16-050-03 | Roux retractor, Fig. 3, 17 cm |  | 2
16-028-04 | Mikulicz retractor, 155 x 50 mm, 26 cm |  | 2
16-043-01 | Kelly retractor, 190 x 38 mm, 27 cm |  | 1
16-073-03 | Haberer-spatula, malleable, 300x37/45 mm |  | 1
16-039-04 | Fritsch retractor, 48 x 75 mm, 25.5 cm |  | 1
16-048-04 | Simon retractor, 115 x 26 mm, 28 cm |  | 1
16-048-02 | Martin retractor, 105 x 27 mm, 25 cm |  | 1
16-027-05 | Kocher retractor, 75 x 40 mm, 23 cm |  | 2
16-027-03 | Kocher retractor, 60 x 25 mm, 23 cm |  | 2
31-688-03 | Caspar exploration- and coagulation hook, Fig. 3, | insulated, 24.5 cm | 1
16-131-00 | Emmet fistula hook, angled, 22 cm |  | 2
36-621-27 | Legueu bladder spatula, 27 cm |  | 1
15-736-25 | Förster-Ballenger forceps, straight, 25 cm |  | 1
15-730-21 | Heywood-Smith forceps, straight, 20.5 cm |  | 1
10-602-14 | Probe, Ø 2 mm, 14.5 cm |  | 1
15-768-20 | Allis atrauma forceps, straight, 20 cm |  | 2
15-768-25 | Allis atrauma forceps, straight, 25 cm |  | 2
56-112-02 | Needle case perforated, with compartments | 150 x 95 x 13 mm | 1
56-100-65 | Needle case, 62 x 13 mm, insert only |  | 1
18-002-20 | Mayo-Hegar TC-needle holder, 20 cm |  | 2
18-012-15 | Crile-Wood TC-needle holder, 15 cm |  | 1
18-106-20 | Microvascular TC-needle holder, delicate, 20 cm |  | 1
18-004-26 | De Bakey TC-needle holder, 26 cm |  | 1
18-004-20 | De Bakey TC-needle holder, 20 cm, | Mayo Hegar delicate | 1
18-039-23 | Stratte TC-needle holder, 23 cm |  | 1
35-050-02 | Kristeller specula, set, Fig. 2, 110 x 30 mm / | 115 x 26 mm | 1
36-050-08 | Stockmann penis clamp, 8 cm |  | 1
36-060-11 | Strauss penis clamp, 11 cm |  | 1
36-071-35 | Guyon catheter guide, curved, 35 cm |  | 1
10-600-25 | Probe, Ø 1 mm, 25 cm |  | 1
55-110-62 | Container bottom, aluminium, 600 x 272 x 138 mm, | non perforated | 1
55-110-90 | Container lid, aluminium, silver, 585 x 285 mm, | perforated | 1
55-190-05 | Wire basket, 480 x 245 x 50 mm |  | 2
55-820-03 | Identification label, red |  | 1
57-025-32 | SUPPLEMENT SET FOR STONES
35-226-21 | Czerny tenaculum forceps, straight, 20.5 cm |  | 1
34-207-01 | Randall kidney stone forceps, Fig. 1, 23 cm |  | 1
34-207-02 | Randall kidney stone forceps, Fig. 2, 22 cm |  | 1
34-207-03 | Randall kidney stone forceps, Fig. 3, 22 cm |  | 2
34-207-04 | Randall kidney stone forceps, Fig. 4, 22 cm |  | 1
34-249-01 | Dejardins gall stone forceps, Fig. 1, 23 cm |  | 2
16-133-10 | Cushing vein hook, 10 mm, 20 cm |  | 2
16-133-18 | Cushing vein hook, 18 mm, 20 cm |  | 2
16-106-02 | Cushing hook, 28 cm Fig. 2 |  | 1
16-105-02 | Cushing hook, 19 cm Fig. 2 |  | 1
16-143-01 | Strandell-Stille retractor, smooth blade end, 19cm |  | 2
16-136-11 | Gill-Vernet vein hook, 11 mm, 24 cm |  | 2
10-601-14 | Probe, Ø 1.5 mm, 14.5 cm |  | 1
10-602-14 | Probe, Ø 2 mm, 14.5 cm |  | 1
10-602-16 | Probe, Ø 2 mm, 16 cm |  | 2
10-600-14 | Probe, Ø 1 mm, 14.5 cm |  | 1
10-602-18 | Probe, Ø 2 mm, 18 cm |  | 1
11-249-18 | Reynolds scissors, curved, 18 cm |  | 1
11-551-19 | Potts-Smith scissors 25°, angled, 19 cm |  | 1
12-545-23 | TC De Bakey vascular scissors, 23 cm, 60° |  | 1
13-210-20 | De Bakey forceps, 1.5 mm, straight, 20 cm |  | 2
33-135-28 | Kocher atrauma intestinal clamp, curved, 28 cm |  | 2
33-134-25 | Kocher atrauma intestinal clamp, straight, 25 cm |  | 2
34-201-16 | Heiming kidney stone forceps, 16 cm |  | 1
34-201-17 | Heiming kidney stone forceps, 17 cm |  | 1
34-249-02 | Dejardins gall stone forceps, Fig. 2, 23 cm |  | 1
34-209-06 | Randall kidney stone forceps, Fig. 6, 19 cm |  | 1
57-025-32 C | SUPPLEMENT SET FOR STONES, CONTAINER AND BASKET
35-226-21 | Czerny tenaculum forceps, straight, 20.5 cm |  | 1
34-207-01 | Randall kidney stone forceps, Fig. 1, 23 cm |  | 1
34-207-02 | Randall kidney stone forceps, Fig. 2, 22 cm |  | 1
34-207-03 | Randall kidney stone forceps, Fig. 3, 22 cm |  | 2
34-207-04 | Randall kidney stone forceps, Fig. 4, 22 cm |  | 1
34-249-01 | Dejardins gall stone forceps, Fig. 1, 23 cm |  | 2
16-133-10 | Cushing vein hook, 10 mm, 20 cm |  | 2
16-133-18 | Cushing vein hook, 18 mm, 20 cm |  | 2
16-106-02 | Cushing hook, 28 cm Fig. 2 |  | 1
16-105-02 | Cushing hook, 19 cm Fig. 2 |  | 1
16-143-01 | Strandell-Stille retractor, smooth blade end, 19cm |  | 2
16-136-11 | Gill-Vernet vein hook, 11 mm, 24 cm |  | 2
10-601-14 | Probe, Ø 1.5 mm, 14.5 cm |  | 1
10-602-14 | Probe, Ø 2 mm, 14.5 cm |  | 1
10-602-16 | Probe, Ø 2 mm, 16 cm |  | 2
10-600-14 | Probe, Ø 1 mm, 14.5 cm |  | 1
10-602-18 | Probe, Ø 2 mm, 18 cm |  | 1
11-249-18 | Reynolds scissors, curved, 18 cm |  | 1
11-551-19 | Potts-Smith scissors 25°, angled, 19 cm |  | 1
12-545-23 | TC De Bakey vascular scissors, 23 cm, 60° |  | 1
13-210-20 | De Bakey forceps, 1.5 mm, straight, 20 cm |  | 2
33-135-28 | Kocher atrauma intestinal clamp, curved, 28 cm |  | 2
33-134-25 | Kocher atrauma intestinal clamp, straight, 25 cm |  | 2
34-201-16 | Heiming kidney stone forceps, 16 cm |  | 1
34-201-17 | Heiming kidney stone forceps, 17 cm |  | 1
34-249-02 | Dejardins gall stone forceps, Fig. 2, 23 cm |  | 1
34-209-06 | Randall kidney stone forceps, Fig. 6, 19 cm |  | 1
55-110-60 | Container bottom, aluminium, 600 x 272 x 96 mm, | non perforated | 1
55-110-90 | Container lid, aluminium, silver, 585 x 285 mm, | perforated | 1
55-190-05 | Wire basket, 480 x 245 x 50 mm |  | 1
55-820-03 | Identification label, red |  | 1
57-025-34 | URETHRA SET
15-701-27 | Ulrich sponge forceps, curved, 26.5 cm |  | 2
12-201-14 | TC Metzenbaum scissors, curved, 14 cm |  | 2
11-245-15 | Kilner (Ragnell) scissors, curved, 15 cm |  | 1
15-703-27 | Gross-Maier sponge forceps, curved, 27 cm |  | 2
13-002-16 | Dressing forceps delicate, straight, 16 cm |  | 2
13-102-16 | Dissecting forceps 1x2, delicate, 16 cm |  | 2
13-208-20 | De Bakey forceps, 2.0 mm, straight, 20 cm |  | 2
16-124-02 | Trachea hook, sharp, 2-prongs, 16.5 cm |  | 2
16-105-01 | Cushing hook, 19 cm Fig. 1 |  | 1
16-152-01 | Gillies skin hook, 1-prong, small, 18 cm |  | 2
16-128-14 | Desmarres vein retractor, 14 mm, 16 cm |  | 2
16-021-01 | Obwegeser retractor, flat, 25x 7 mm |  | 2
10-610-16 | Director, 16 cm |  | 1
18-020-18 | Sarot TC-needle holder, 18 cm |  | 1
18-002-16 | Mayo-Hegar TC-needle holder, 16 cm |  | 1
17-028-13 | Webster needle holder, smooth, 13 cm |  | 1
15-801-11 | Backhaus towel forceps, 11 cm |  | 12
12-253-17 | TC Tönnis-Adson scissors, curved, 17.5 cm |  | 1
10-103-01 | Scalpel handle, standard No. 3 |  | 1
56-100-65 | Needle case, 62 x 13 mm, insert only |  | 1
12-416-13 | TC Goldmann-Fox scissors, straight, 13 cm |  | 1
36-102-10 | Van Buren urethral bougie 10 Charr. |  | 1
36-102-14 | Van Buren urethral bougie 14 Charr. |  | 1
36-102-18 | Van Buren urethral bougie 18 Charr. |  | 1
36-102-22 | Van Buren urethral bougie 22 Charr. |  | 1
36-102-24 | Van Buren urethral bougie 24 Charr. |  | 1
57-025-34 C | URETHRA SET, CONTAINER AND BASKET
15-701-27 | Ulrich sponge forceps, curved, 26.5 cm |  | 2
12-201-14 | TC Metzenbaum scissors, curved, 14 cm |  | 2
11-245-15 | Kilner (Ragnell) scissors, curved, 15 cm |  | 1
15-703-27 | Gross-Maier sponge forceps, curved, 27 cm |  | 2
13-002-16 | Dressing forceps delicate, straight, 16 cm |  | 2
13-102-16 | Dissecting forceps 1x2, delicate, 16 cm |  | 2
13-208-20 | De Bakey forceps, 2.0 mm, straight, 20 cm |  | 2
16-124-02 | Trachea hook, sharp, 2-prongs, 16.5 cm |  | 2
16-105-01 | Cushing hook, 19 cm Fig. 1 |  | 1
16-152-01 | Gillies skin hook, 1-prong, small, 18 cm |  | 2
16-128-14 | Desmarres vein retractor, 14 mm, 16 cm |  | 2
16-021-01 | Obwegeser retractor, flat, 25x 7 mm |  | 2
10-610-16 | Director, 16 cm |  | 1
18-020-18 | Sarot TC-needle holder, 18 cm |  | 1
18-002-16 | Mayo-Hegar TC-needle holder, 16 cm |  | 1
17-028-13 | Webster needle holder, smooth, 13 cm |  | 1
15-801-11 | Backhaus towel forceps, 11 cm |  | 12
12-253-17 | TC Tönnis-Adson scissors, curved, 17.5 cm |  | 1
10-103-01 | Scalpel handle, standard No. 3 |  | 1
56-100-65 | Needle case, 62 x 13 mm, insert only |  | 1
12-416-13 | TC Goldmann-Fox scissors, straight, 13 cm |  | 1
36-102-10 | Van Buren urethral bougie 10 Charr. |  | 1
36-102-14 | Van Buren urethral bougie 14 Charr. |  | 1
36-102-18 | Van Buren urethral bougie 18 Charr. |  | 1
36-102-22 | Van Buren urethral bougie 22 Charr. |  | 1
36-102-24 | Van Buren urethral bougie 24 Charr. |  | 1
55-210-60 | Container bottom, aluminium, 475 x 272 x 96 mm, | non perforated | 1
55-210-90 | Container lid, aluminium, silver, 460 x 285 mm, | perforated | 1
55-290-05 | Wire basket, 405 x 245 x 50 mm |  | 1
55-820-03 | Identification label, red |  | 1
57-025-36 | SUPPLEMENT SET FOR VESSEL
15-647-24 | Satinsky atrauma clamp, curved, 24 cm |  | 1
15-647-25 | Satinsky atrauma clamp, curved, 25.0 cm |  | 1
15-647-26 | Satinsky atrauma clamp, curved, 27.0 cm |  | 1
15-647-27 | Satinsky atrauma clamp, curved, 27.0 cm |  | 1
15-601-22 | Potts atrauma clamp, curved, 21.5 cm |  | 2
15-584-23 | Potts atrauma clamp, straight, 23.5 cm |  | 2
15-615-22 | Potts atrauma clamp, angled, 22 cm |  | 2
15-580-15 | De Bakey-Mosquito atrauma clamp, straight, 15.5 cm |  | 2
15-583-16 | De Bakey-Rankin atrauma clamp, curved, 16 cm |  | 2
18-004-31 | De Bakey TC-needle holder, 31 cm |  | 1
15-654-03 | Cooley atrauma clamp, long-angled, 14 cm |  | 1
15-654-02 | Cooley atrauma clamp, angled, 14.5 cm |  | 1
15-654-04 | Cooley atrauma clamp, angled, 14 cm |  | 1
57-025-36 C | SUPPLEMENT SET FOR VESSEL, CONTAINER AND BASKET
15-647-24 | Satinsky atrauma clamp, curved, 24 cm |  | 1
15-647-25 | Satinsky atrauma clamp, curved, 25.0 cm |  | 1
15-647-26 | Satinsky atrauma clamp, curved, 27.0 cm |  | 1
15-647-27 | Satinsky atrauma clamp, curved, 27.0 cm |  | 1
15-601-22 | Potts atrauma clamp, curved, 21.5 cm |  | 2
15-584-23 | Potts atrauma clamp, straight, 23.5 cm |  | 2
15-615-22 | Potts atrauma clamp, angled, 22 cm |  | 2
15-580-15 | De Bakey-Mosquito atrauma clamp, straight, 15.5 cm |  | 2
15-583-16 | De Bakey-Rankin atrauma clamp, curved, 16 cm |  | 2
18-004-31 | De Bakey TC-needle holder, 31 cm |  | 1
15-654-03 | Cooley atrauma clamp, long-angled, 14 cm |  | 1
15-654-02 | Cooley atrauma clamp, angled, 14.5 cm |  | 1
15-654-04 | Cooley atrauma clamp, angled, 14 cm |  | 1
55-210-60 | Container bottom, aluminium, 475 x 272 x 96 mm, | non perforated | 1
55-210-90 | Container lid, aluminium, silver, 460 x 285 mm, | perforated | 1
55-290-05 | Wire basket, 405 x 245 x 50 mm |  | 1
55-820-03 | Identification label, red |  | 1
57-025-38 | SET FOR ORCHIECTOMY TESTICLE OP (CRYPTORCHIDISM)
15-701-27 | Ulrich sponge forceps, curved, 26.5 cm |  | 2
15-801-11 | Backhaus towel forceps, 11 cm |  | 8
10-103-01 | Scalpel handle, standard No. 3 |  | 2
15-061-12 | Halsted-Mosquito forceps, curved, 12.5 cm |  | 10
15-703-27 | Gross-Maier sponge forceps, curved, 27 cm |  | 2
16-018-05 | Langenbeck retractor, 40x11 mm |  | 2
16-050-01 | Roux retractor, Fig. 1, 14 cm |  | 2
16-050-02 | Roux retractor, Fig. 2, 15 cm |  | 2
16-050-03 | Roux retractor, Fig. 3, 17 cm |  | 2
16-002-04 | Volkmann retractor, 4-prongs, semi-sharp, 22 cm |  | 2
16-122-01 | Trachea hook, blunt, 1-prong, 16 cm |  | 1
13-102-14 | Dissecting forceps 1x2, delicate, 14 cm |  | 2
13-002-14 | Dressing forceps delicate, straight, 14 cm |  | 2
12-231-16 | TC Mayo-Lexer scissors, curved, 16 cm |  | 1
12-201-14 | TC Metzenbaum scissors, curved, 14 cm |  | 1
18-012-15 | Crile-Wood TC-needle holder, 15 cm |  | 1
18-002-20 | Mayo-Hegar TC-needle holder, 20 cm |  | 2
13-102-16 | Dissecting forceps 1x2, delicate, 16 cm |  | 1
13-208-20 | De Bakey forceps, 2.0 mm, straight, 20 cm |  | 2
56-100-65 | Needle case, 62 x 13 mm, insert only |  | 1
57-025-38 C | SET FOR ORCHIECTOMY TESTICLE OP (CRYPTORCHIDISM), CONTAINER AND BASKET
15-701-27 | Ulrich sponge forceps, curved, 26.5 cm |  | 2
15-801-11 | Backhaus towel forceps, 11 cm |  | 8
10-103-01 | Scalpel handle, standard No. 3 |  | 2
15-061-12 | Halsted-Mosquito forceps, curved, 12.5 cm |  | 10
15-703-27 | Gross-Maier sponge forceps, curved, 27 cm |  | 2
16-018-05 | Langenbeck retractor, 40x11 mm |  | 2
16-050-01 | Roux retractor, Fig. 1, 14 cm |  | 2
16-050-02 | Roux retractor, Fig. 2, 15 cm |  | 2
16-050-03 | Roux retractor, Fig. 3, 17 cm |  | 2
16-002-04 | Volkmann retractor, 4-prongs, semi-sharp, 22 cm |  | 2
16-122-01 | Trachea hook, blunt, 1-prong, 16 cm |  | 1
13-102-14 | Dissecting forceps 1x2, delicate, 14 cm |  | 2
13-002-14 | Dressing forceps delicate, straight, 14 cm |  | 2
12-231-16 | TC Mayo-Lexer scissors, curved, 16 cm |  | 1
12-201-14 | TC Metzenbaum scissors, curved, 14 cm |  | 1
18-012-15 | Crile-Wood TC-needle holder, 15 cm |  | 1
18-002-20 | Mayo-Hegar TC-needle holder, 20 cm |  | 2
13-102-16 | Dissecting forceps 1x2, delicate, 16 cm |  | 1
13-208-20 | De Bakey forceps, 2.0 mm, straight, 20 cm |  | 2
56-100-65 | Needle case, 62 x 13 mm, insert only |  | 1
55-210-60 | Container bottom, aluminium, 475 x 272 x 96 mm, | non perforated | 1
55-210-90 | Container lid, aluminium, silver, 460 x 285 mm, | perforated | 1
55-290-05 | Wire basket, 405 x 245 x 50 mm |  | 1
55-820-03 | Identification label, red |  | 1
57-025-40 | ORCHIECTOMY SET
12-436-11 | TC iris scissors, straight, 11.5 cm |  | 1
12-437-11 | TC iris scissors, curved, 11.5 cm |  | 1
13-042-12 | Adson dressing forceps, 12 cm |  | 1
13-142-12 | Adson dissecting forceps, 1x2, 12 cm |  | 1
15-060-12 | Halsted-Mosquito forceps, straight, 12.5 cm |  | 6
57-025-40 C | ORCHIECTOMY SET, CONTAINER AND BASKET
12-436-11 | TC iris scissors, straight, 11.5 cm |  | 1
12-437-11 | TC iris scissors, curved, 11.5 cm |  | 1
13-042-12 | Adson dressing forceps, 12 cm |  | 1
13-142-12 | Adson dissecting forceps, 1x2, 12 cm |  | 1
15-060-12 | Halsted-Mosquito forceps, straight, 12.5 cm |  | 6
55-510-61 | Container bottom, aluminium, 320 x 186 x 59 mm, | non perforated - for Special container | 1
55-510-90 | Container lid, aluminium, silver, 325 x 192 mm, | perforated - for Special container | 1
55-525-05 | Stainless steel tray 275 x 175 x 45mm, without lid |  | 1
55-820-03 | Identification label, red |  | 1
57-025-42 | EPISPADIAS REPAIR SET
15-736-20 | Förster-Ballenger forceps, straight, 20 cm |  | 2
15-801-08 | Backhaus towel forceps, 8 cm |  | 6
10-103-01 | Scalpel handle, standard No. 3 |  | 2
12-160-14 | TC Mayo scissors, straight, 14 cm |  | 1
12-201-18 | TC Metzenbaum scissors, curved, 18 cm |  | 1
12-200-11 | TC Metzenbaum scissors, straight, 11 cm |  | 1
12-201-11 | TC Metzenbaum scissors, curved, 11 cm |  | 1
13-042-12 | Adson dressing forceps, 12 cm |  | 2
15-766-15 | Allis tissue forceps, 5x6, straight, 15 cm |  | 6
15-060-12 | Halsted-Mosquito forceps, straight, 12.5 cm |  | 6
15-061-12 | Halsted-Mosquito forceps, curved, 12.5 cm |  | 12
15-001-16 | Pean forceps, curved, 16 cm |  | 2
15-100-16 | Ochsner-Kocher forceps, straight, 16 cm |  | 2
16-139-01 | Senn-Miller retractor, sharp, 22 x 7 mm, 16 cm |  | 2
16-134-14 | Cushing vein hook, 14 mm, 24 cm |  | 2
16-003-02 | Volkmann retractor, 2-prongs, blunt, 22 cm |  | 2
10-904-10 | Fergusson suction tube, 75°, 11 cm, 10 Charr. |  | 1
18-012-15 | Crile-Wood TC-needle holder, 15 cm |  | 2
57-025-42 C | EPISPADIAS REPAIR SET, CONTAINER AND BASKET
15-736-20 | Förster-Ballenger forceps, straight, 20 cm |  | 2
15-801-08 | Backhaus towel forceps, 8 cm |  | 6
10-103-01 | Scalpel handle, standard No. 3 |  | 2
12-160-14 | TC Mayo scissors, straight, 14 cm |  | 1
12-201-18 | TC Metzenbaum scissors, curved, 18 cm |  | 1
12-200-11 | TC Metzenbaum scissors, straight, 11 cm |  | 1
12-201-11 | TC Metzenbaum scissors, curved, 11 cm |  | 1
13-042-12 | Adson dressing forceps, 12 cm |  | 2
15-766-15 | Allis tissue forceps, 5x6, straight, 15 cm |  | 6
15-060-12 | Halsted-Mosquito forceps, straight, 12.5 cm |  | 6
15-061-12 | Halsted-Mosquito forceps, curved, 12.5 cm |  | 12
15-001-16 | Pean forceps, curved, 16 cm |  | 2
15-100-16 | Ochsner-Kocher forceps, straight, 16 cm |  | 2
16-139-01 | Senn-Miller retractor, sharp, 22 x 7 mm, 16 cm |  | 2
16-134-14 | Cushing vein hook, 14 mm, 24 cm |  | 2
16-003-02 | Volkmann retractor, 2-prongs, blunt, 22 cm |  | 2
10-904-10 | Fergusson suction tube, 75°, 11 cm, 10 Charr. |  | 1
18-012-15 | Crile-Wood TC-needle holder, 15 cm |  | 2
55-310-60 | Container bottom, aluminium, 310 x 272 x 96 mm, | non perforated | 1
55-310-90 | Container lid, aluminium, silver, 295 x 280 mm, | perforated | 1
55-390-05 | Wire basket, 246 x 246 x 50 mm |  | 1
55-820-03 | Identification label, red |  | 1
57-025-44 | MEATOTOMY SET
15-736-20 | Förster-Ballenger forceps, straight, 20 cm |  | 2
15-801-08 | Backhaus towel forceps, 8 cm |  | 6
10-103-01 | Scalpel handle, standard No. 3 |  | 1
12-160-14 | TC Mayo scissors, straight, 14 cm |  | 1
12-201-18 | TC Metzenbaum scissors, curved, 18 cm |  | 1
11-002-14 | Surgical scissors, Fig. 2, straight, 14 cm, | sharp/blunt | 1
13-042-12 | Adson dressing forceps, 12 cm |  | 1
13-142-12 | Adson dissecting forceps, 1x2, 12 cm |  | 1
15-060-12 | Halsted-Mosquito forceps, straight, 12.5 cm |  | 4
15-061-12 | Halsted-Mosquito forceps, curved, 12.5 cm |  | 4
10-604-14 | Probe with ear, 14.5 cm |  | 1
36-102-10 | Van Buren urethral bougie 10 Charr. |  | 1
18-012-15 | Crile-Wood TC-needle holder, 15 cm |  | 1
57-025-44 C | MEATOTOMY SET, CONTAINER AND BASKET
15-736-20 | Förster-Ballenger forceps, straight, 20 cm |  | 2
15-801-08 | Backhaus towel forceps, 8 cm |  | 6
10-103-01 | Scalpel handle, standard No. 3 |  | 1
12-160-14 | TC Mayo scissors, straight, 14 cm |  | 1
12-201-18 | TC Metzenbaum scissors, curved, 18 cm |  | 1
11-002-14 | Surgical scissors, Fig. 2, straight, 14 cm, | sharp/blunt | 1
13-042-12 | Adson dressing forceps, 12 cm |  | 1
13-142-12 | Adson dissecting forceps, 1x2, 12 cm |  | 1
15-060-12 | Halsted-Mosquito forceps, straight, 12.5 cm |  | 4
15-061-12 | Halsted-Mosquito forceps, curved, 12.5 cm |  | 4
10-604-14 | Probe with ear, 14.5 cm |  | 1
36-102-10 | Van Buren urethral bougie 10 Charr. |  | 1
18-012-15 | Crile-Wood TC-needle holder, 15 cm |  | 1
55-310-60 | Container bottom, aluminium, 310 x 272 x 96 mm, | non perforated | 1
55-310-90 | Container lid, aluminium, silver, 295 x 280 mm, | perforated | 1
55-390-05 | Wire basket, 246 x 246 x 50 mm |  | 1
55-820-03 | Identification label, red |  | 1
57-025-46 | CYSTECTOMY SET
10-103-01 | Scalpel handle, standard No. 3 |  | 1
10-104-01 | Scalpel handle, standard No. 4 |  | 2
15-825-10 | Tohoku towel forceps, 10 cm |  | 6
15-821-14 | Peers-Bertram towel forceps, 14.5 cm |  | 4
12-211-20 | TC Metzenbaum scissors, delicate, curved, 20 cm |  | 2
12-731-14 W | TC Mayo ligature scissors, curved, 14 cm W |  | 1
12-001-14 | TC standard scissors Fig.1, curved, 14 cm |  | 1
12-002-14 | TC standard scissors Fig.2, straight, 14 cm |  | 1
12-000-14 | TC standard scissors Fig.1, straight, 14 cm |  | 1
14-002-20 | TC standard dressing forceps 20 cm |  | 2
13-102-16 | Dissecting forceps 1x2, delicate, 16 cm |  | 3
13-000-20 | Standard dressing forceps, straight, 20 cm |  | 2
13-100-20 | Dissecting forceps 1x2, 20 cm |  | 2
16-072-05 | Abdominal spatula, malleable, 330 x 50 mm |  | 1
16-021-04 | Obwegeser retractor, flat, 55x12 mm |  | 2
16-039-03 | Fritsch retractor, 49 x 61 mm, 25 cm |  | 2
16-050-02 | Roux retractor, Fig. 2, 15 cm |  | 2
16-005-04 | Kocher retractor, 4-prongs, sharp, 22 cm |  | 2
16-007-04 | Kocher retractor, 4-prongs, blunt, 22 cm |  | 2
18-002-20 | Mayo-Hegar TC-needle holder, 20 cm |  | 2
18-004-20 | De Bakey TC-needle holder, 20 cm, | Mayo Hegar delicate | 2
13-204-20 | De Bakey forceps, 2.8 mm, straight, 20 cm |  | 2
13-208-20 | De Bakey forceps, 2.0 mm, straight, 20 cm |  | 2
56-112-02 | Needle case perforated, with compartments | 150 x 95 x 13 mm | 1
51-103-11 | Round bowls, Ø 100 mm, H 50 mm, 0.25 l |  | 1
51-109-03 | Graduated measure, 0.25 l, with handle |  | 1
51-103-08 | Round bowls, Ø 85 mm, H 50 mm, 0.175 l |  | 2
10-701-10 G | Redon guide needle straight, 10 Charr. | with thread | 1
10-701-12 G | Redon guide needle straight, 12 Charr. | with thread | 1
10-701-14 G | Redon guide needle straight, 14 Charr. | with thread | 1
10-705-12 G | Redon guide needle curved, 12 Charr. | with thread | 1
10-602-18 | Probe, Ø 2 mm, 18 cm |  | 1
10-610-16 | Director, 16 cm |  | 1
16-154-01 | Joseph skin hook, 1-prong, 16 cm |  | 1
15-703-20 | Gross-Maier sponge forceps, curved, 20 cm |  | 4
15-237-20 | Gemini forceps, curved, 20 cm |  | 1
15-025-20 | Heiss forceps, strongly curved, 20 cm |  | 1
40-460-07 | Bone curette, double ended, 21 cm |  | 1
15-772-19 | Judd-AllisTissue forceps, straight, 3x4, 19 cm |  | 4
15-000-22 | Pean forceps, straight, 22 cm |  | 4
15-045-20 | Fuchsig forceps, curved, 20 cm |  | 6
15-061-12 | Halsted-Mosquito forceps, curved, 12.5 cm |  | 6
15-343-18 | Mikulicz forceps, curved, 18 cm |  | 6
10-103-04 | Scalpel handle No. 3 L |  | 1
12-160-23 | TC Mayo scissors, straight, 23 cm |  | 1
12-161-23 | TC Mayo scissors, curved, 23 cm |  | 1
12-201-23 | TC Metzenbaum scissors, curved, 23 cm |  | 1
13-000-25 | Standard dressing forceps, straight, 25 cm |  | 2
15-766-19 | Allis tissue forceps, 5x6, straight, 19 cm |  | 6
15-039-16 | Crile-Rankin forceps, curved, 16 cm |  | 12
15-001-20 | Pean forceps, curved, 20 cm |  | 6
15-100-20 | Ochsner-Kocher forceps, straight, 20 cm |  | 6
15-263-19 | Mixter forceps, curved, 19 cm |  | 4
33-126-23 | Doyen intestinal clamp, straight, 23.5 cm |  | 2
33-100-15 | Allen intestinal clamp, straight, 1x2, 15.5 cm |  | 4
15-375-23 | Guyon kidney pedicle forceps, 23 cm |  | 3
16-047-11 | Richardson retractor, 28x20 mm, 24 cm |  | 2
16-047-22 | Kelly Grip retractor, 65 x 50 mm, 26 cm |  | 2
16-081-04 | Deaver retractor, Fig. 4, 25 mm, 30 cm |  | 1
16-081-09 | Deaver retractor, Fig. 9, 75 mm, 32 cm |  | 2
18-012-15 | Crile-Wood TC-needle holder, 15 cm |  | 2
18-002-26 | Mayo-Hegar TC-needle holder, 26 cm |  | 2
16-277-25 | Balfour abdominal retractor, 20 cm spreading | 250 mm, lateral blades 100 x 35 mm, central blade | 1
57-025-46 C | CYSTECTOMY SET, CONTAINER AND BASKET
10-103-01 | Scalpel handle, standard No. 3 |  | 1
10-104-01 | Scalpel handle, standard No. 4 |  | 2
15-825-10 | Tohoku towel forceps, 10 cm |  | 6
15-821-14 | Peers-Bertram towel forceps, 14.5 cm |  | 4
12-211-20 | TC Metzenbaum scissors, delicate, curved, 20 cm |  | 2
12-731-14 W | TC Mayo ligature scissors, curved, 14 cm W |  | 1
12-001-14 | TC standard scissors Fig.1, curved, 14 cm |  | 1
12-002-14 | TC standard scissors Fig.2, straight, 14 cm |  | 1
12-000-14 | TC standard scissors Fig.1, straight, 14 cm |  | 1
14-002-20 | TC standard dressing forceps 20 cm |  | 2
13-102-16 | Dissecting forceps 1x2, delicate, 16 cm |  | 3
13-000-20 | Standard dressing forceps, straight, 20 cm |  | 2
13-100-20 | Dissecting forceps 1x2, 20 cm |  | 2
16-072-05 | Abdominal spatula, malleable, 330 x 50 mm |  | 1
16-021-04 | Obwegeser retractor, flat, 55x12 mm |  | 2
16-039-03 | Fritsch retractor, 49 x 61 mm, 25 cm |  | 2
16-050-02 | Roux retractor, Fig. 2, 15 cm |  | 2
16-005-04 | Kocher retractor, 4-prongs, sharp, 22 cm |  | 2
16-007-04 | Kocher retractor, 4-prongs, blunt, 22 cm |  | 2
18-002-20 | Mayo-Hegar TC-needle holder, 20 cm |  | 2
18-004-20 | De Bakey TC-needle holder, 20 cm, | Mayo Hegar delicate | 2
13-204-20 | De Bakey forceps, 2.8 mm, straight, 20 cm |  | 2
13-208-20 | De Bakey forceps, 2.0 mm, straight, 20 cm |  | 2
56-112-02 | Needle case perforated, with compartments | 150 x 95 x 13 mm | 1
51-103-11 | Round bowls, Ø 100 mm, H 50 mm, 0.25 l |  | 1
51-109-03 | Graduated measure, 0.25 l, with handle |  | 1
51-103-08 | Round bowls, Ø 85 mm, H 50 mm, 0.175 l |  | 2
10-701-10 G | Redon guide needle straight, 10 Charr. | with thread | 1
10-701-12 G | Redon guide needle straight, 12 Charr. | with thread | 1
10-701-14 G | Redon guide needle straight, 14 Charr. | with thread | 1
10-705-12 G | Redon guide needle curved, 12 Charr. | with thread | 1
10-602-18 | Probe, Ø 2 mm, 18 cm |  | 1
10-610-16 | Director, 16 cm |  | 1
16-154-01 | Joseph skin hook, 1-prong, 16 cm |  | 1
15-703-20 | Gross-Maier sponge forceps, curved, 20 cm |  | 4
15-237-20 | Gemini forceps, curved, 20 cm |  | 1
15-025-20 | Heiss forceps, strongly curved, 20 cm |  | 1
40-460-07 | Bone curette, double ended, 21 cm |  | 1
15-772-19 | Judd-AllisTissue forceps, straight, 3x4, 19 cm |  | 4
15-000-22 | Pean forceps, straight, 22 cm |  | 4
15-045-20 | Fuchsig forceps, curved, 20 cm |  | 6
15-061-12 | Halsted-Mosquito forceps, curved, 12.5 cm |  | 6
15-343-18 | Mikulicz forceps, curved, 18 cm |  | 6
10-103-04 | Scalpel handle No. 3 L |  | 1
12-160-23 | TC Mayo scissors, straight, 23 cm |  | 1
12-161-23 | TC Mayo scissors, curved, 23 cm |  | 1
12-201-23 | TC Metzenbaum scissors, curved, 23 cm |  | 1
13-000-25 | Standard dressing forceps, straight, 25 cm |  | 2
15-766-19 | Allis tissue forceps, 5x6, straight, 19 cm |  | 6
15-039-16 | Crile-Rankin forceps, curved, 16 cm |  | 12
15-001-20 | Pean forceps, curved, 20 cm |  | 6
15-100-20 | Ochsner-Kocher forceps, straight, 20 cm |  | 6
15-263-19 | Mixter forceps, curved, 19 cm |  | 4
33-126-23 | Doyen intestinal clamp, straight, 23.5 cm |  | 2
33-100-15 | Allen intestinal clamp, straight, 1x2, 15.5 cm |  | 4
15-375-23 | Guyon kidney pedicle forceps, 23 cm |  | 3
16-047-11 | Richardson retractor, 28x20 mm, 24 cm |  | 2
16-047-22 | Kelly Grip retractor, 65 x 50 mm, 26 cm |  | 2
16-081-04 | Deaver retractor, Fig. 4, 25 mm, 30 cm |  | 1
16-081-09 | Deaver retractor, Fig. 9, 75 mm, 32 cm |  | 2
18-012-15 | Crile-Wood TC-needle holder, 15 cm |  | 2
18-002-26 | Mayo-Hegar TC-needle holder, 26 cm |  | 2
16-277-25 | Balfour abdominal retractor, 20 cm spreading | 250 mm, lateral blades 100 x 35 mm, central blade | 1
55-110-62 | Container bottom, aluminium, 600 x 272 x 138 mm, | non perforated | 1
55-110-90 | Container lid, aluminium, silver, 585 x 285 mm, | perforated | 1
55-290-05 | Wire basket, 405 x 245 x 50 mm |  | 2
55-820-03 | Identification label, red |  | 1
57-025-48 | URETEROTOMY SET
12-436-11 | TC iris scissors, straight, 11.5 cm |  | 1
12-437-11 | TC iris scissors, curved, 11.5 cm |  | 1
13-042-12 | Adson dressing forceps, 12 cm |  | 2
13-142-12 | Adson dissecting forceps, 1x2, 12 cm |  | 2
15-760-20 | Babcock tissue forceps, straight, 20 cm |  | 2
15-259-22 | Mixter forceps, curved, 22 cm |  | 2
10-904-06 | Fergusson suction tube, 75°, 11 cm, 6 Charr. |  | 1
10-904-08 | Fergusson suction tube, 75°, 11 cm, 8 Charr. |  | 1
18-012-15 | Crile-Wood TC-needle holder, 15 cm |  | 2
57-025-48 C | URETEROTOMY SET, CONTAINER AND BASKET
12-436-11 | TC iris scissors, straight, 11.5 cm |  | 1
12-437-11 | TC iris scissors, curved, 11.5 cm |  | 1
13-042-12 | Adson dressing forceps, 12 cm |  | 2
13-142-12 | Adson dissecting forceps, 1x2, 12 cm |  | 2
15-760-20 | Babcock tissue forceps, straight, 20 cm |  | 2
15-259-22 | Mixter forceps, curved, 22 cm |  | 2
10-904-06 | Fergusson suction tube, 75°, 11 cm, 6 Charr. |  | 1
10-904-08 | Fergusson suction tube, 75°, 11 cm, 8 Charr. |  | 1
18-012-15 | Crile-Wood TC-needle holder, 15 cm |  | 2
55-510-61 | Container bottom, aluminium, 320 x 186 x 59 mm, | non perforated - for Special container | 1
55-510-90 | Container lid, aluminium, silver, 325 x 192 mm, | perforated - for Special container | 1
55-525-05 | Stainless steel tray 275 x 175 x 45mm, without lid |  | 1
55-820-03 | Identification label, red |  | 1
57-025-50 | URETEROLITHOTOMY SET
12-160-23 | TC Mayo scissors, straight, 23 cm |  | 1
13-042-12 | Adson dressing forceps, 12 cm |  | 1
13-142-12 | Adson dissecting forceps, 1x2, 12 cm |  | 1
15-760-20 | Babcock tissue forceps, straight, 20 cm |  | 4
15-361-19 | Lahey forceps, curved, 19 cm |  | 2
34-207-01 | Randall kidney stone forceps, Fig. 1, 23 cm |  | 1
34-207-02 | Randall kidney stone forceps, Fig. 2, 22 cm |  | 1
34-207-03 | Randall kidney stone forceps, Fig. 3, 22 cm |  | 1
34-207-04 | Randall kidney stone forceps, Fig. 4, 22 cm |  | 1
16-134-14 | Cushing vein hook, 14 mm, 24 cm |  | 2
34-136-01 | Mayo gall stone scoop, small, 27 cm |  | 1
10-904-06 | Fergusson suction tube, 75°, 11 cm, 6 Charr. |  | 1
10-904-08 | Fergusson suction tube, 75°, 11 cm, 8 Charr. |  | 1
18-012-15 | Crile-Wood TC-needle holder, 15 cm |  | 2
57-025-50 C | URETEROLITHOTOMY SET, CONTAINER AND BASKET
12-160-23 | TC Mayo scissors, straight, 23 cm |  | 1
13-042-12 | Adson dressing forceps, 12 cm |  | 1
13-142-12 | Adson dissecting forceps, 1x2, 12 cm |  | 1
15-760-20 | Babcock tissue forceps, straight, 20 cm |  | 4
15-361-19 | Lahey forceps, curved, 19 cm |  | 2
34-207-01 | Randall kidney stone forceps, Fig. 1, 23 cm |  | 1
34-207-02 | Randall kidney stone forceps, Fig. 2, 22 cm |  | 1
34-207-03 | Randall kidney stone forceps, Fig. 3, 22 cm |  | 1
34-207-04 | Randall kidney stone forceps, Fig. 4, 22 cm |  | 1
16-134-14 | Cushing vein hook, 14 mm, 24 cm |  | 2
34-136-01 | Mayo gall stone scoop, small, 27 cm |  | 1
10-904-06 | Fergusson suction tube, 75°, 11 cm, 6 Charr. |  | 1
10-904-08 | Fergusson suction tube, 75°, 11 cm, 8 Charr. |  | 1
18-012-15 | Crile-Wood TC-needle holder, 15 cm |  | 2
55-310-60 | Container bottom, aluminium, 310 x 272 x 96 mm, | non perforated | 1
55-310-90 | Container lid, aluminium, silver, 295 x 280 mm, | perforated | 1
55-390-05 | Wire basket, 246 x 246 x 50 mm |  | 1
55-820-03 | Identification label, red |  | 1
57-025-52 | VASECTOMY SET
15-060-12 | Halsted-Mosquito forceps, straight, 12.5 cm |  | 5
15-061-12 | Halsted-Mosquito forceps, curved, 12.5 cm |  | 5
13-129-15 | Stille forceps, 1x2, 15 cm |  | 1
13-000-14 | Standard dressing forceps, straight, 14.5 cm |  | 1
17-014-15 | Crile-Wood needle holder, 15 cm |  | 1
15-742-18 | Rampley forceps, straight, 18 cm |  | 1
36-066-14 | Vasectomy forceps, straight, ring jaw Ø 3 mm, | 14 cm | 2
11-160-14 | Mayo surgical scissors, straight, 14 cm |  | 1
57-025-52 C | VASECTOMY SET, CONTAINER AND BASKET
15-060-12 | Halsted-Mosquito forceps, straight, 12.5 cm |  | 5
15-061-12 | Halsted-Mosquito forceps, curved, 12.5 cm |  | 5
13-129-15 | Stille forceps, 1x2, 15 cm |  | 1
13-000-14 | Standard dressing forceps, straight, 14.5 cm |  | 1
17-014-15 | Crile-Wood needle holder, 15 cm |  | 1
15-742-18 | Rampley forceps, straight, 18 cm |  | 1
36-066-14 | Vasectomy forceps, straight, ring jaw Ø 3 mm, | 14 cm | 2
11-160-14 | Mayo surgical scissors, straight, 14 cm |  | 1
55-510-61 | Container bottom, aluminium, 320 x 186 x 59 mm, | non perforated - for Special container | 1
55-510-90 | Container lid, aluminium, silver, 325 x 192 mm, | perforated - for Special container | 1
55-525-05 | Stainless steel tray 275 x 175 x 45mm, without lid |  | 1
55-820-03 | Identification label, red |  | 1
57-025-54 | PILONIDAL CYSTECTOMY SET
11-002-14 | Surgical scissors, Fig. 2, straight, 14 cm, | sharp/blunt | 1
11-170-17 | Mayo-Stille scissors, straight, 17 cm |  | 1
11-171-17 | Mayo-Stille scissors, curved, 17 cm |  | 1
11-201-18 | Metzenbaum scissors, curved, Fig. 1, 18 cm |  | 1
13-000-14 | Standard dressing forceps, straight, 14.5 cm |  | 2
13-100-14 | Dissecting forceps 1x2, 14.5 cm |  | 2
15-049-14 | Crile forceps, curved, 14 cm |  | 6
15-000-16 | Pean forceps, straight, 16 cm |  | 2
15-001-16 | Pean forceps, curved, 16 cm |  | 10
15-801-13 | Backhaus towel forceps, 13 cm |  | 6
15-736-25 | Förster-Ballenger forceps, straight, 25 cm |  | 6
17-000-15 | Hegar needle holder, heavy pattern, 15 cm |  | 2
10-103-01 | Scalpel handle, standard No. 3 |  | 1
10-104-01 | Scalpel handle, standard No. 4 |  | 1
10-604-14 | Probe with ear, 14.5 cm |  | 2
10-604-16 | Probe with ear, 16 cm |  | 2
10-610-14 | Director, 14.5 cm |  | 1
10-610-16 | Director, 16 cm |  | 1
16-001-04 | Volkmann retractor, 4-prongs, sharp, 22 cm |  | 2
16-059-00 | Mathieu retractor set, Fig. 1&2, 20 cm |  | 1
33-300-15 | Sims / Bodenhammer rectal specula, 15.5 cm |  | 1
33-317-01 | Hirschmann anuscope, Ø 16 mm / 65 mm |  | 1
33-362-35 | Yeomann rectum biopsy forceps, 3.5 x 14 mm, | WL 350 mm | 1
15-766-15 | Allis tissue forceps, 5x6, straight, 15 cm |  | 6
15-756-15 | Pennington forceps, straight, 15 cm |  | 4
57-025-54 C | PILONIDAL CYSTECTOMY SET, CONTAINER AND BASKET
11-002-14 | Surgical scissors, Fig. 2, straight, 14 cm, | sharp/blunt | 1
11-170-17 | Mayo-Stille scissors, straight, 17 cm |  | 1
11-171-17 | Mayo-Stille scissors, curved, 17 cm |  | 1
11-201-18 | Metzenbaum scissors, curved, Fig. 1, 18 cm |  | 1
13-000-14 | Standard dressing forceps, straight, 14.5 cm |  | 2
13-100-14 | Dissecting forceps 1x2, 14.5 cm |  | 2
15-049-14 | Crile forceps, curved, 14 cm |  | 6
15-000-16 | Pean forceps, straight, 16 cm |  | 2
15-001-16 | Pean forceps, curved, 16 cm |  | 10
15-801-13 | Backhaus towel forceps, 13 cm |  | 6
15-736-25 | Förster-Ballenger forceps, straight, 25 cm |  | 6
17-000-15 | Hegar needle holder, heavy pattern, 15 cm |  | 2
10-103-01 | Scalpel handle, standard No. 3 |  | 1
10-104-01 | Scalpel handle, standard No. 4 |  | 1
10-604-14 | Probe with ear, 14.5 cm |  | 2
10-604-16 | Probe with ear, 16 cm |  | 2
10-610-14 | Director, 14.5 cm |  | 1
10-610-16 | Director, 16 cm |  | 1
16-001-04 | Volkmann retractor, 4-prongs, sharp, 22 cm |  | 2
16-059-00 | Mathieu retractor set, Fig. 1&2, 20 cm |  | 1
33-300-15 | Sims / Bodenhammer rectal specula, 15.5 cm |  | 1
33-317-01 | Hirschmann anuscope, Ø 16 mm / 65 mm |  | 1
33-362-35 | Yeomann rectum biopsy forceps, 3.5 x 14 mm, | WL 350 mm | 1
15-766-15 | Allis tissue forceps, 5x6, straight, 15 cm |  | 6
15-756-15 | Pennington forceps, straight, 15 cm |  | 4
55-210-60 | Container bottom, aluminium, 475 x 272 x 96 mm, | non perforated | 1
55-210-90 | Container lid, aluminium, silver, 460 x 285 mm, | perforated | 1
55-290-05 | Wire basket, 405 x 245 x 50 mm |  | 1
55-820-03 | Identification label, red |  | 1
57-025-56 | HYPOSPADY SET
11-104-14 | Deaver scissors, sharp/blunt, straight, 14 cm |  | 1
11-171-15 | Mayo-Stille scissors, curved, 15 cm |  | 1
11-201-14 | Metzenbaum scissors, curved, Fig. 1, 14 cm |  | 1
11-432-11 | Stevens scissors, Fig. 1 (blunt/blunt), | straight, 11 cm | 1
11-433-11 | Stevens scissors, Fig. 1 (blunt/blunt), | curved, 11 cm | 1
13-042-12 | Adson dressing forceps, 12 cm |  | 1
13-054-12 | Semken forceps, straight, 12 cm |  | 1
13-129-15 | Stille forceps, 1x2, 15 cm |  | 1
13-142-12 | Adson dissecting forceps, 1x2, 12 cm |  | 1
15-060-12 | Halsted-Mosquito forceps, straight, 12.5 cm |  | 4
15-061-12 | Halsted-Mosquito forceps, curved, 12.5 cm |  | 6
15-801-08 | Backhaus towel forceps, 8 cm |  | 6
15-737-18 | Förster-Ballenger forceps, curved, 18 cm |  | 1
17-002-14 | Mayo-Hegar needle holder, 14 cm |  | 1
10-103-01 | Scalpel handle, standard No. 3 |  | 1
10-902-12 | Frazier suction tube, 30°, 13 cm, 12 Charr. |  | 1
10-615-16 | Nelaton director, 16 cm |  | 1
15-766-12 | Baby Allis forceps, 4x5, straight, 12.5 cm |  | 1
15-766-15 | Allis tissue forceps, 5x6, straight, 15 cm |  | 2
15-851-13 | Mayo instrument safety pin, 13 cm |  | 1
57-025-56 C | HYPOSPADY SET, CONTAINER AND BASKET
11-104-14 | Deaver scissors, sharp/blunt, straight, 14 cm |  | 1
11-171-15 | Mayo-Stille scissors, curved, 15 cm |  | 1
11-201-14 | Metzenbaum scissors, curved, Fig. 1, 14 cm |  | 1
11-432-11 | Stevens scissors, Fig. 1 (blunt/blunt), | straight, 11 cm | 1
11-433-11 | Stevens scissors, Fig. 1 (blunt/blunt), | curved, 11 cm | 1
13-042-12 | Adson dressing forceps, 12 cm |  | 1
13-054-12 | Semken forceps, straight, 12 cm |  | 1
13-129-15 | Stille forceps, 1x2, 15 cm |  | 1
13-142-12 | Adson dissecting forceps, 1x2, 12 cm |  | 1
15-060-12 | Halsted-Mosquito forceps, straight, 12.5 cm |  | 4
15-061-12 | Halsted-Mosquito forceps, curved, 12.5 cm |  | 6
15-801-08 | Backhaus towel forceps, 8 cm |  | 6
15-737-18 | Förster-Ballenger forceps, curved, 18 cm |  | 1
17-002-14 | Mayo-Hegar needle holder, 14 cm |  | 1
10-103-01 | Scalpel handle, standard No. 3 |  | 1
10-902-12 | Frazier suction tube, 30°, 13 cm, 12 Charr. |  | 1
10-615-16 | Nelaton director, 16 cm |  | 1
15-766-12 | Baby Allis forceps, 4x5, straight, 12.5 cm |  | 1
15-766-15 | Allis tissue forceps, 5x6, straight, 15 cm |  | 2
15-851-13 | Mayo instrument safety pin, 13 cm |  | 1
55-310-60 | Container bottom, aluminium, 310 x 272 x 96 mm, | non perforated | 1
55-310-90 | Container lid, aluminium, silver, 295 x 280 mm, | perforated | 1
55-390-05 | Wire basket, 246 x 246 x 50 mm |  | 1
55-820-03 | Identification label, red |  | 1
57-025-58 | GENITAL SET
15-703-27 | Gross-Maier sponge forceps, curved, 27 cm |  | 2
15-801-11 | Backhaus towel forceps, 11 cm |  | 10
10-103-01 | Scalpel handle, standard No. 3 |  | 1
10-104-01 | Scalpel handle, standard No. 4 |  | 1
11-441-11 | Iris scissors (M), curved, 11 cm |  | 1
12-201-14 | TC Metzenbaum scissors, curved, 14 cm |  | 1
12-201-18 | TC Metzenbaum scissors, curved, 18 cm |  | 1
12-233-16 | TC Lexer scissors, curved, 16 cm |  | 1
11-002-14 | Surgical scissors, Fig. 2, straight, 14 cm, | sharp/blunt | 1
13-000-14 | Standard dressing forceps, straight, 14.5 cm |  | 1
13-100-14 | Dissecting forceps 1x2, 14.5 cm |  | 2
13-100-20 | Dissecting forceps 1x2, 20 cm |  | 2
13-208-16 | De Bakey forceps, 2.0 mm, straight, 16 cm |  | 2
13-208-20 | De Bakey forceps, 2.0 mm, straight, 20 cm |  | 2
15-110-14 | Kocher forceps, delicate, straight, 14 cm |  | 4
15-161-12 | Halsted-Mosquito forceps, curved, 1x2, 12 cm |  | 6
15-061-12 | Halsted-Mosquito forceps, curved, 12.5 cm |  | 6
15-100-20 | Ochsner-Kocher forceps, straight, 20 cm |  | 2
15-702-27 | Gross-Maier sponge forceps, straight, 27 cm |  | 2
15-343-20 | Mikulicz forceps, curved, 20 cm |  | 4
15-275-02 | Baby-Mixter artery forceps, strongly curved, 14 cm |  | 1
15-265-18 | Mixter forceps, delicate, curved, 18 cm |  | 1
15-201-04 | Overholt-Geissendörfer forceps, curved, 21 cm |  | 1
15-201-06 | Overholt-Geissendörfer forceps, curved, 21 cm |  | 1
18-012-15 | Crile-Wood TC-needle holder, 15 cm |  | 1
18-002-20 | Mayo-Hegar TC-needle holder, 20 cm |  | 2
18-004-18 | De Bakey TC-needle holder, 18 cm, | Mayo Hegar delicate | 1
16-050-00 | Roux retractor, set of Fig. 1-3 |  | 2
16-002-04 | Volkmann retractor, 4-prongs, semi-sharp, 22 cm |  | 2
16-028-03 | Mikulicz retractor, 120 x 50 mm, 26 cm |  | 2
16-048-02 | Martin retractor, 105 x 27 mm, 25 cm |  | 1
16-072-03 | Abdominal spatula, malleable, 330 x 30 mm |  | 1
16-217-16 | Weitlaner self retainig retractor, sharp, 3x4, | 16.5 cm | 1
15-768-16 | Allis atrauma forceps, straight, 16 cm |  | 2
10-615-16 | Nelaton director, 16 cm |  | 1
10-601-14 | Probe, Ø 1.5 mm, 14.5 cm |  | 1
10-602-20 | Probe, Ø 2 mm, 20 cm |  | 1
56-100-65 | Needle case, 62 x 13 mm, insert only |  | 1
56-112-02 | Needle case perforated, with compartments | 150 x 95 x 13 mm | 1
51-103-08 | Round bowls, Ø 85 mm, H 50 mm, 0.175 l |  | 1
51-103-12 | Round bowls, Ø 150 mm, H 62 mm, 0.9 l |  | 1
51-100-25 | Kidney bowls, 250 x 140 x 40 mm |  | 1
57-025-58 C | GENITAL SET, CONTAINER AND BASKET
15-703-27 | Gross-Maier sponge forceps, curved, 27 cm |  | 2
15-801-11 | Backhaus towel forceps, 11 cm |  | 10
10-103-01 | Scalpel handle, standard No. 3 |  | 1
10-104-01 | Scalpel handle, standard No. 4 |  | 1
11-441-11 | Iris scissors (M), curved, 11 cm |  | 1
12-201-14 | TC Metzenbaum scissors, curved, 14 cm |  | 1
12-201-18 | TC Metzenbaum scissors, curved, 18 cm |  | 1
12-233-16 | TC Lexer scissors, curved, 16 cm |  | 1
11-002-14 | Surgical scissors, Fig. 2, straight, 14 cm, | sharp/blunt | 1
13-000-14 | Standard dressing forceps, straight, 14.5 cm |  | 1
13-100-14 | Dissecting forceps 1x2, 14.5 cm |  | 2
13-100-20 | Dissecting forceps 1x2, 20 cm |  | 2
13-208-16 | De Bakey forceps, 2.0 mm, straight, 16 cm |  | 2
13-208-20 | De Bakey forceps, 2.0 mm, straight, 20 cm |  | 2
15-110-14 | Kocher forceps, delicate, straight, 14 cm |  | 4
15-161-12 | Halsted-Mosquito forceps, curved, 1x2, 12 cm |  | 6
15-061-12 | Halsted-Mosquito forceps, curved, 12.5 cm |  | 6
15-100-20 | Ochsner-Kocher forceps, straight, 20 cm |  | 2
15-702-27 | Gross-Maier sponge forceps, straight, 27 cm |  | 2
15-343-20 | Mikulicz forceps, curved, 20 cm |  | 4
15-275-02 | Baby-Mixter artery forceps, strongly curved, 14 cm |  | 1
15-265-18 | Mixter forceps, delicate, curved, 18 cm |  | 1
15-201-04 | Overholt-Geissendörfer forceps, curved, 21 cm |  | 1
15-201-06 | Overholt-Geissendörfer forceps, curved, 21 cm |  | 1
18-012-15 | Crile-Wood TC-needle holder, 15 cm |  | 1
18-002-20 | Mayo-Hegar TC-needle holder, 20 cm |  | 2
18-004-18 | De Bakey TC-needle holder, 18 cm, | Mayo Hegar delicate | 1
16-050-00 | Roux retractor, set of Fig. 1-3 |  | 2
16-002-04 | Volkmann retractor, 4-prongs, semi-sharp, 22 cm |  | 2
16-028-03 | Mikulicz retractor, 120 x 50 mm, 26 cm |  | 2
16-048-02 | Martin retractor, 105 x 27 mm, 25 cm |  | 1
16-072-03 | Abdominal spatula, malleable, 330 x 30 mm |  | 1
16-217-16 | Weitlaner self retainig retractor, sharp, 3x4, | 16.5 cm | 1
15-768-16 | Allis atrauma forceps, straight, 16 cm |  | 2
10-615-16 | Nelaton director, 16 cm |  | 1
10-601-14 | Probe, Ø 1.5 mm, 14.5 cm |  | 1
10-602-20 | Probe, Ø 2 mm, 20 cm |  | 1
56-100-65 | Needle case, 62 x 13 mm, insert only |  | 1
56-112-02 | Needle case perforated, with compartments | 150 x 95 x 13 mm | 1
51-103-08 | Round bowls, Ø 85 mm, H 50 mm, 0.175 l |  | 1
51-103-12 | Round bowls, Ø 150 mm, H 62 mm, 0.9 l |  | 1
51-100-25 | Kidney bowls, 250 x 140 x 40 mm |  | 1
55-110-62 | Container bottom, aluminium, 600 x 272 x 138 mm, | non perforated | 1
55-110-90 | Container lid, aluminium, silver, 585 x 285 mm, | perforated | 1
55-190-05 | Wire basket, 480 x 245 x 50 mm |  | 1
55-820-03 | Identification label, red |  | 1

## Plastic & Reconstructive
ITEM CODE | DESCRIPTION | DESCRIPTION 2 | QTY
57-030-00 | BASIC INSTRUMENT SET FOR SOFT TISSUE
10-103-01 | Scalpel handle, standard No. 3 |  | 2
10-104-01 | Scalpel handle, standard No. 4 |  | 1
15-825-10 | Tohoku towel forceps, 10 cm |  | 8
15-702-22 | Gross-Maier sponge forceps, straight, 22 cm |  | 2
15-703-22 | Gross-Maier sponge forceps, curved, 22 cm |  | 4
15-766-14 | Allis tissue forceps, 4x5, straight, 15 cm |  | 2
11-003-16 | Surgical scissors, Fig. 2, curved, 16 cm, | sharp/blunt | 1
11-211-14 | Metzenbaum scissors, delicate, curved, | blunt/blunt, 14 cm | 1
11-245-12 | Kilner (Ragnell) scissors, curved, 12 cm |  | 1
11-245-15 | Kilner (Ragnell) scissors, curved, 15 cm |  | 1
12-201-20 | TC Metzenbaum scissors, curved, 20 cm |  | 1
13-000-13 | Standard dressing forceps, straight, 13 cm |  | 2
13-100-13 | Dissecting forceps 1x2, 13 cm |  | 2
13-054-12 | Semken forceps, straight, 12 cm |  | 1
13-210-20 | De Bakey forceps, 1.5 mm, straight, 20 cm |  | 2
13-144-12 | Micro-Adson forceps, 1x2, 12 cm |  | 2
15-063-12 | Micro-Mosquito forceps, curved, 12.5 cm |  | 6
15-162-12 | Micro-Mosquito forceps, straight, 1x2, 12 cm |  | 6
15-100-14 | Ochsner-Kocher forceps, straight, 14 cm |  | 6
15-001-24 | Pean forceps, curved, 24 cm |  | 1
15-273-14 | Baby-Adson forceps, curved, 14 cm |  | 1
15-237-18 | Gemini forceps, curved, 18 cm |  | 1
15-265-18 | Mixter forceps, delicate, curved, 18 cm |  | 1
16-108-01 | Graefe-Micro-Hook, sharp, 15 cm |  | 2
16-120-02 | Trachea hook, sharp, 2-prongs, 16 cm |  | 2
16-001-03 | Volkmann retractor, 3-prongs, sharp, 22 cm |  | 2
16-018-03 | Langenbeck retractor, 30x16 mm |  | 2
16-018-05 | Langenbeck retractor, 40x11 mm |  | 2
16-050-01 | Roux retractor, Fig. 1, 14 cm |  | 1
16-050-02 | Roux retractor, Fig. 2, 15 cm |  | 1
16-050-03 | Roux retractor, Fig. 3, 17 cm |  | 1
16-219-13 | Wullstein self retaining retractor, sharp, 3x3, | 13 cm | 1
10-602-14 | Probe, Ø 2 mm, 14.5 cm |  | 1
10-613-14 | Doyen director, curved, 14 cm |  | 1
17-765-19 | König ligature conductor, 3 mm, 19.5 cm |  | 1
17-729-20 | Ligature needle, left, blunt, 20 cm |  | 1
17-721-13 | Kronecker ligature needle, for right hand, 13 cm |  | 1
51-103-08 | Round bowls, Ø 85 mm, H 50 mm, 0.175 l |  | 1
51-103-11 | Round bowls, Ø 100 mm, H 50 mm, 0.25 l |  | 1
10-032-20 | Ruler, 20 cm |  | 1
18-012-15 | Crile-Wood TC-needle holder, 15 cm |  | 2
18-004-18 | De Bakey TC-needle holder, 18 cm, | Mayo Hegar delicate | 1
57-030-00 C | BASIC INSTRUMENT SET FOR SOFT TISSUE , CONTAINER AND BASKET
10-103-01 | Scalpel handle, standard No. 3 |  | 2
10-104-01 | Scalpel handle, standard No. 4 |  | 1
15-825-10 | Tohoku towel forceps, 10 cm |  | 8
15-702-22 | Gross-Maier sponge forceps, straight, 22 cm |  | 2
15-703-22 | Gross-Maier sponge forceps, curved, 22 cm |  | 4
15-766-14 | Allis tissue forceps, 4x5, straight, 15 cm |  | 2
11-003-16 | Surgical scissors, Fig. 2, curved, 16 cm, | sharp/blunt | 1
11-211-14 | Metzenbaum scissors, delicate, curved, | blunt/blunt, 14 cm | 1
11-245-12 | Kilner (Ragnell) scissors, curved, 12 cm |  | 1
11-245-15 | Kilner (Ragnell) scissors, curved, 15 cm |  | 1
12-201-20 | TC Metzenbaum scissors, curved, 20 cm |  | 1
13-000-13 | Standard dressing forceps, straight, 13 cm |  | 2
13-100-13 | Dissecting forceps 1x2, 13 cm |  | 2
13-054-12 | Semken forceps, straight, 12 cm |  | 1
13-210-20 | De Bakey forceps, 1.5 mm, straight, 20 cm |  | 2
13-144-12 | Micro-Adson forceps, 1x2, 12 cm |  | 2
15-063-12 | Micro-Mosquito forceps, curved, 12.5 cm |  | 6
15-162-12 | Micro-Mosquito forceps, straight, 1x2, 12 cm |  | 6
15-100-14 | Ochsner-Kocher forceps, straight, 14 cm |  | 6
15-001-24 | Pean forceps, curved, 24 cm |  | 1
15-273-14 | Baby-Adson forceps, curved, 14 cm |  | 1
15-237-18 | Gemini forceps, curved, 18 cm |  | 1
15-265-18 | Mixter forceps, delicate, curved, 18 cm |  | 1
16-108-01 | Graefe-Micro-Hook, sharp, 15 cm |  | 2
16-120-02 | Trachea hook, sharp, 2-prongs, 16 cm |  | 2
16-001-03 | Volkmann retractor, 3-prongs, sharp, 22 cm |  | 2
16-018-03 | Langenbeck retractor, 30x16 mm |  | 2
16-018-05 | Langenbeck retractor, 40x11 mm |  | 2
16-050-01 | Roux retractor, Fig. 1, 14 cm |  | 1
16-050-02 | Roux retractor, Fig. 2, 15 cm |  | 1
16-050-03 | Roux retractor, Fig. 3, 17 cm |  | 1
16-219-13 | Wullstein self retaining retractor, sharp, 3x3, | 13 cm | 1
10-602-14 | Probe, Ø 2 mm, 14.5 cm |  | 1
10-613-14 | Doyen director, curved, 14 cm |  | 1
17-765-19 | König ligature conductor, 3 mm, 19.5 cm |  | 1
17-729-20 | Ligature needle, left, blunt, 20 cm |  | 1
17-721-13 | Kronecker ligature needle, for right hand, 13 cm |  | 1
51-103-08 | Round bowls, Ø 85 mm, H 50 mm, 0.175 l |  | 1
51-103-11 | Round bowls, Ø 100 mm, H 50 mm, 0.25 l |  | 1
10-032-20 | Ruler, 20 cm |  | 1
18-012-15 | Crile-Wood TC-needle holder, 15 cm |  | 2
18-004-18 | De Bakey TC-needle holder, 18 cm, | Mayo Hegar delicate | 1
55-110-61 | Container bottom, aluminium, 600 x 272 x 116 mm, | non perforated | 1
55-110-90 | Container lid, aluminium, silver, 585 x 285 mm, | perforated | 1
55-190-05 | Wire basket, 480 x 245 x 50 mm |  | 1
55-820-03 | Identification label, red |  | 1
57-030-02 | MAMMA PLASTIC SET
10-104-01 | Scalpel handle, standard No. 4 |  | 1
10-103-01 | Scalpel handle, standard No. 3 |  | 1
10-103-07 | Scalpel handle No. 7 K |  | 1
15-825-10 | Tohoku towel forceps, 10 cm |  | 6
15-703-27 | Gross-Maier sponge forceps, curved, 27 cm |  | 4
15-702-27 | Gross-Maier sponge forceps, straight, 27 cm |  | 2
11-003-16 | Surgical scissors, Fig. 2, curved, 16 cm, | sharp/blunt | 1
12-211-14 | TC Metzenbaum scissors, delicate, curved, 14 cm |  | 1
12-211-18 | TC Metzenbaum scissors, delicate, curved, 18 cm |  | 1
11-245-15 | Kilner (Ragnell) scissors, curved, 15 cm |  | 1
11-315-14 | Kahn dissecting scissors, curved, 14 cm |  | 1
13-000-13 | Standard dressing forceps, straight, 13 cm |  | 2
13-054-15 | Semken forceps, straight, 15 cm |  | 1
13-100-13 | Dissecting forceps 1x2, 13 cm |  | 2
13-154-15 | Semken dissecting forceps, straight, 1x2, 15 cm |  | 1
13-142-12 | Adson dissecting forceps, 1x2, 12 cm |  | 2
15-063-12 | Micro-Mosquito forceps, curved, 12.5 cm |  | 8
15-162-12 | Micro-Mosquito forceps, straight, 1x2, 12 cm |  | 8
15-265-18 | Mixter forceps, delicate, curved, 18 cm |  | 1
15-273-18 | Baby-Adson forceps, curved, 18 cm |  | 1
15-001-22 | Pean forceps, curved, 22 cm |  | 2
15-100-22 | Ochsner-Kocher forceps, straight, 22 cm |  | 2
35-228-03 | Braun tenaculum forceps, 4 x 4 teeth, straight, | 15.5 cm | 1
15-768-16 | Allis atrauma forceps, straight, 16 cm |  | 6
16-109-01 | Graefe-Micro-Hook, blunt, 15 cm |  | 2
16-120-02 | Trachea hook, sharp, 2-prongs, 16 cm |  | 2
16-039-01 | Fritsch retractor, 38 x 40 mm, 24 cm |  | 2
16-001-04 | Volkmann retractor, 4-prongs, sharp, 22 cm |  | 2
16-050-01 | Roux retractor, Fig. 1, 14 cm |  | 1
16-241-20 | Anderson-Adson self retaining retractor, sharp, | 4x4 teeth, 20 cm | 1
17-765-19 | König ligature conductor, 3 mm, 19.5 cm |  | 1
17-729-20 | Ligature needle, left, blunt, 20 cm |  | 1
17-727-20 | Ligature needle, left, blunt, 20 cm |  | 1
18-012-15 | Crile-Wood TC-needle holder, 15 cm |  | 1
18-002-16 | Mayo-Hegar TC-needle holder, 16 cm |  | 1
18-002-18 | Mayo-Hegar TC-needle holder, 18 cm |  | 1
10-032-20 | Ruler, 20 cm |  | 1
51-103-08 | Round bowls, Ø 85 mm, H 50 mm, 0.175 l |  | 1
51-103-11 | Round bowls, Ø 100 mm, H 50 mm, 0.25 l |  | 1
57-030-02 C | MAMMA PLASTIC SET, CONTAINER AND BASKET
10-104-01 | Scalpel handle, standard No. 4 |  | 1
10-103-01 | Scalpel handle, standard No. 3 |  | 1
10-103-07 | Scalpel handle No. 7 K |  | 1
15-825-10 | Tohoku towel forceps, 10 cm |  | 6
15-703-27 | Gross-Maier sponge forceps, curved, 27 cm |  | 4
15-702-27 | Gross-Maier sponge forceps, straight, 27 cm |  | 2
11-003-16 | Surgical scissors, Fig. 2, curved, 16 cm, | sharp/blunt | 1
12-211-14 | TC Metzenbaum scissors, delicate, curved, 14 cm |  | 1
12-211-18 | TC Metzenbaum scissors, delicate, curved, 18 cm |  | 1
11-245-15 | Kilner (Ragnell) scissors, curved, 15 cm |  | 1
11-315-14 | Kahn dissecting scissors, curved, 14 cm |  | 1
13-000-13 | Standard dressing forceps, straight, 13 cm |  | 2
13-054-15 | Semken forceps, straight, 15 cm |  | 1
13-100-13 | Dissecting forceps 1x2, 13 cm |  | 2
13-154-15 | Semken dissecting forceps, straight, 1x2, 15 cm |  | 1
13-142-12 | Adson dissecting forceps, 1x2, 12 cm |  | 2
15-063-12 | Micro-Mosquito forceps, curved, 12.5 cm |  | 8
15-162-12 | Micro-Mosquito forceps, straight, 1x2, 12 cm |  | 8
15-265-18 | Mixter forceps, delicate, curved, 18 cm |  | 1
15-273-18 | Baby-Adson forceps, curved, 18 cm |  | 1
15-001-22 | Pean forceps, curved, 22 cm |  | 2
15-100-22 | Ochsner-Kocher forceps, straight, 22 cm |  | 2
35-228-03 | Braun tenaculum forceps, 4 x 4 teeth, straight, | 15.5 cm | 1
15-768-16 | Allis atrauma forceps, straight, 16 cm |  | 6
16-109-01 | Graefe-Micro-Hook, blunt, 15 cm |  | 2
16-120-02 | Trachea hook, sharp, 2-prongs, 16 cm |  | 2
16-039-01 | Fritsch retractor, 38 x 40 mm, 24 cm |  | 2
16-001-04 | Volkmann retractor, 4-prongs, sharp, 22 cm |  | 2
16-050-01 | Roux retractor, Fig. 1, 14 cm |  | 1
16-241-20 | Anderson-Adson self retaining retractor, sharp, | 4x4 teeth, 20 cm | 1
17-765-19 | König ligature conductor, 3 mm, 19.5 cm |  | 1
17-729-20 | Ligature needle, left, blunt, 20 cm |  | 1
17-727-20 | Ligature needle, left, blunt, 20 cm |  | 1
18-012-15 | Crile-Wood TC-needle holder, 15 cm |  | 1
18-002-16 | Mayo-Hegar TC-needle holder, 16 cm |  | 1
18-002-18 | Mayo-Hegar TC-needle holder, 18 cm |  | 1
10-032-20 | Ruler, 20 cm |  | 1
51-103-08 | Round bowls, Ø 85 mm, H 50 mm, 0.175 l |  | 1
51-103-11 | Round bowls, Ø 100 mm, H 50 mm, 0.25 l |  | 1
55-110-61 | Container bottom, aluminium, 600 x 272 x 116 mm, | non perforated | 1
55-110-90 | Container lid, aluminium, silver, 585 x 285 mm, | perforated | 1
55-190-05 | Wire basket, 480 x 245 x 50 mm |  | 1
55-820-03 | Identification label, red |  | 1
57-030-04 | EYELID PLASTIC SET
10-103-07 | Scalpel handle No. 7 K |  | 1
11-011-12 | Surgical scissors curved, delicate, Fig.1, 12 cm | blunt/blunt | 1
11-441-11 | Iris scissors (M), curved, 11 cm |  | 1
11-629-14 | Micro scissors, curved, 15 cm short blade 14 mm |  | 1
13-144-12 | Micro-Adson forceps, 1x2, 12 cm |  | 1
13-135-11 | Graefe forceps, curved, 1.0 mm, 10 cm 1x2 teeth |  | 1
13-135-10 | Graefe forceps, strongly curved, 1.0 mm, 10 cm | 1x2 teeth | 1
15-065-10 | Hartmann forceps, curved, 10 cm |  | 4
16-127-08 | Desmarres vein retractor, 8 mm, 13 cm |  | 1
16-104-02 | Graefe hook, Fig. 2, 14 cm |  | 1
16-108-01 | Graefe-Micro-Hook, sharp, 15 cm |  | 2
17-614-14 | Castroviejo micro needle holder without catch, | straight,1.8 mm, 14 cm | 1
57-030-04 C | EYELID PLASTIC SET, CONTAINER AND BASKET
10-103-07 | Scalpel handle No. 7 K |  | 1
11-011-12 | Surgical scissors curved, delicate, Fig.1, 12 cm | blunt/blunt | 1
11-441-11 | Iris scissors (M), curved, 11 cm |  | 1
11-629-14 | Micro scissors, curved, 15 cm short blade 14 mm |  | 1
13-144-12 | Micro-Adson forceps, 1x2, 12 cm |  | 1
13-135-11 | Graefe forceps, curved, 1.0 mm, 10 cm 1x2 teeth |  | 1
13-135-10 | Graefe forceps, strongly curved, 1.0 mm, 10 cm | 1x2 teeth | 1
15-065-10 | Hartmann forceps, curved, 10 cm |  | 4
16-127-08 | Desmarres vein retractor, 8 mm, 13 cm |  | 1
16-104-02 | Graefe hook, Fig. 2, 14 cm |  | 1
16-108-01 | Graefe-Micro-Hook, sharp, 15 cm |  | 2
17-614-14 | Castroviejo micro needle holder without catch, | straight,1.8 mm, 14 cm | 1
55-510-61 | Container bottom, aluminium, 320 x 186 x 59 mm, | non perforated - for Special container | 1
55-510-90 | Container lid, aluminium, silver, 325 x 192 mm, | perforated - for Special container | 1
55-525-05 | Stainless steel tray 275 x 175 x 45mm, without lid |  | 1
55-820-03 | Identification label, red |  | 1
57-030-06 | MICRO INSTRUMENTS SET
10-302-07 | Graefe scalpel, solid, Fig. 7, 13 cm |  | 1
11-628-14 | Micro scissors, straight, 15 cm short blade 14 mm |  | 1
11-629-14 | Micro scissors, curved, 15 cm short blade 14 mm |  | 1
13-135-11 | Graefe forceps, curved, 1.0 mm, 10 cm 1x2 teeth |  | 1
13-135-10 | Graefe forceps, strongly curved, 1.0 mm, 10 cm | 1x2 teeth | 1
17-614-14 | Castroviejo micro needle holder without catch, | straight,1.8 mm, 14 cm | 1
57-030-06 C | MICRO INSTRUMENTS SET, CONTAINER AND BASKET
10-302-07 | Graefe scalpel, solid, Fig. 7, 13 cm |  | 1
11-628-14 | Micro scissors, straight, 15 cm short blade 14 mm |  | 1
11-629-14 | Micro scissors, curved, 15 cm short blade 14 mm |  | 1
13-135-11 | Graefe forceps, curved, 1.0 mm, 10 cm 1x2 teeth |  | 1
13-135-10 | Graefe forceps, strongly curved, 1.0 mm, 10 cm | 1x2 teeth | 1
17-614-14 | Castroviejo micro needle holder without catch, | straight,1.8 mm, 14 cm | 1
55-510-61 | Container bottom, aluminium, 320 x 186 x 59 mm, | non perforated - for Special container | 1
55-510-90 | Container lid, aluminium, silver, 325 x 192 mm, | perforated - for Special container | 1
55-525-05 | Stainless steel tray 275 x 175 x 45mm, without lid |  | 1
55-820-03 | Identification label, red |  | 1
57-030-08 | OTOPEXY SET
15-825-10 | Tohoku towel forceps, 10 cm |  | 4
10-103-01 | Scalpel handle, standard No. 3 |  | 1
13-191-12 | Adson - Brown forceps, 7x7, 12 cm |  | 1
13-138-11 | Graefe fixation forceps, without lock, 11 cm |  | 1
13-134-10 | Graefe forceps, straight, 1.0 mm, 10 cm, 1x2 teeth |  | 1
11-013-14 | Surgical scissors curved, delicate, Fig.2, 14 cm | sharp/blunt | 1
11-245-15 | Kilner (Ragnell) scissors, curved, 15 cm |  | 1
11-321-13 | Fomon nasal scissors, strongly curved, 13 cm |  | 1
15-061-12 | Halsted-Mosquito forceps, curved, 12.5 cm |  | 2
15-000-16 | Pean forceps, straight, 16 cm |  | 1
16-154-02 | Joseph skin hook, 2-prongs, 2 mm, 16 cm |  | 2
16-108-01 | Graefe-Micro-Hook, sharp, 15 cm |  | 2
16-112-01 | Guthrie hook, 2 prongs, sharp, 16 cm small model |  | 2
18-012-15 | Crile-Wood TC-needle holder, 15 cm |  | 1
57-030-08 C | OTOPEXY SET, CONTAINER AND BASKET
15-825-10 | Tohoku towel forceps, 10 cm |  | 4
10-103-01 | Scalpel handle, standard No. 3 |  | 1
13-191-12 | Adson - Brown forceps, 7x7, 12 cm |  | 1
13-138-11 | Graefe fixation forceps, without lock, 11 cm |  | 1
13-134-10 | Graefe forceps, straight, 1.0 mm, 10 cm, 1x2 teeth |  | 1
11-013-14 | Surgical scissors curved, delicate, Fig.2, 14 cm | sharp/blunt | 1
11-245-15 | Kilner (Ragnell) scissors, curved, 15 cm |  | 1
11-321-13 | Fomon nasal scissors, strongly curved, 13 cm |  | 1
15-061-12 | Halsted-Mosquito forceps, curved, 12.5 cm |  | 2
15-000-16 | Pean forceps, straight, 16 cm |  | 1
16-154-02 | Joseph skin hook, 2-prongs, 2 mm, 16 cm |  | 2
16-108-01 | Graefe-Micro-Hook, sharp, 15 cm |  | 2
16-112-01 | Guthrie hook, 2 prongs, sharp, 16 cm small model |  | 2
18-012-15 | Crile-Wood TC-needle holder, 15 cm |  | 1
55-310-60 | Container bottom, aluminium, 310 x 272 x 96 mm, | non perforated | 1
55-310-90 | Container lid, aluminium, silver, 295 x 280 mm, | perforated | 1
55-390-05 | Wire basket, 246 x 246 x 50 mm |  | 1
55-820-03 | Identification label, red |  | 1
57-030-10 | SKIN GRAFTING SET
10-400-00 | Schink dermatome, 30 cm, complete | with blade and 2 straightening plates | 1
40-467-02 | Volkmann bone curette, Fig. 000, 17 cm |  | 1
40-467-04 | Volkmann bone curette, Fig. 0, 17 cm |  | 1
40-467-05 | Volkmann bone curette, Fig. 1, 17 cm |  | 1
40-467-06 | Volkmann bone curette, Fig. 2, 17 cm |  | 1
40-467-07 | Volkmann bone curette, Fig. 3, 17 cm |  | 1
40-467-08 | Volkmann bone curette, Fig. 4, 17 cm |  | 1
40-467-09 | Volkmann bone curette, Fig. 5, 17 cm |  | 1
10-103-07 | Scalpel handle No. 7 K |  | 1
15-162-10 | Micro-Mosquito forceps, straight, 1x2, 10 cm |  | 6
13-142-12 | Adson dissecting forceps, 1x2, 12 cm |  | 2
13-042-12 | Adson dressing forceps, 12 cm |  | 2
18-022-13 | Hegar-Baumgartner TC-needle holder, 13 cm |  | 2
51-103-08 | Round bowls, Ø 85 mm, H 50 mm, 0.175 l |  | 1
51-103-11 | Round bowls, Ø 100 mm, H 50 mm, 0.25 l |  | 1
11-011-12 | Surgical scissors curved, delicate, Fig.1, 12 cm | blunt/blunt | 1
11-003-13 | Surgical scissors, Fig. 2, curved, 13 cm, | sharp/blunt | 1
11-211-14 | Metzenbaum scissors, delicate, curved, | blunt/blunt, 14 cm | 1
11-441-11 | Iris scissors (M), curved, 11 cm |  | 1
57-030-10 C | SKIN GRAFTING SET, CONTAINER AND BASKET
10-400-00 | Schink dermatome, 30 cm, complete | with blade and 2 straightening plates | 1
40-467-02 | Volkmann bone curette, Fig. 000, 17 cm |  | 1
40-467-04 | Volkmann bone curette, Fig. 0, 17 cm |  | 1
40-467-05 | Volkmann bone curette, Fig. 1, 17 cm |  | 1
40-467-06 | Volkmann bone curette, Fig. 2, 17 cm |  | 1
40-467-07 | Volkmann bone curette, Fig. 3, 17 cm |  | 1
40-467-08 | Volkmann bone curette, Fig. 4, 17 cm |  | 1
40-467-09 | Volkmann bone curette, Fig. 5, 17 cm |  | 1
10-103-07 | Scalpel handle No. 7 K |  | 1
15-162-10 | Micro-Mosquito forceps, straight, 1x2, 10 cm |  | 6
13-142-12 | Adson dissecting forceps, 1x2, 12 cm |  | 2
13-042-12 | Adson dressing forceps, 12 cm |  | 2
18-022-13 | Hegar-Baumgartner TC-needle holder, 13 cm |  | 2
51-103-08 | Round bowls, Ø 85 mm, H 50 mm, 0.175 l |  | 1
51-103-11 | Round bowls, Ø 100 mm, H 50 mm, 0.25 l |  | 1
11-011-12 | Surgical scissors curved, delicate, Fig.1, 12 cm | blunt/blunt | 1
11-003-13 | Surgical scissors, Fig. 2, curved, 13 cm, | sharp/blunt | 1
11-211-14 | Metzenbaum scissors, delicate, curved, | blunt/blunt, 14 cm | 1
11-441-11 | Iris scissors (M), curved, 11 cm |  | 1
55-210-60 | Container bottom, aluminium, 475 x 272 x 96 mm, | non perforated | 1
55-210-90 | Container lid, aluminium, silver, 460 x 285 mm, | perforated | 1
55-290-05 | Wire basket, 405 x 245 x 50 mm |  | 1
55-820-03 | Identification label, red |  | 1
57-030-12 | RHINOPLASTIC SET
10-103-07 | Scalpel handle No. 7 K |  | 1
26-650-15 | Joseph rhinoplastic knife, straight, 15 cm |  | 1
26-640-14 | Joseph rhinoplastic knife, straight, 14.5 cm |  | 1
26-641-14 | Joseph rhinoplastic knife, curved, 14.5 cm |  | 1
26-652-15 | Cottle rhinoplastic knife, straight, 15 cm |  | 1
26-710-03 | Ballenger swivel knife, straight, 3 mm, 21 cm |  | 1
26-710-04 | Ballenger swivel knife, straight, 4 mm, 21 cm |  | 1
26-646-15 | Freer mucous knife, 15.5 cm |  | 1
11-335-18 | Heymann nasal scissors, medium, 18 cm |  | 1
12-160-17 | TC Mayo scissors, straight, 17 cm |  | 1
11-327-13 | Fomon nasal scissors, angled, 13 cm |  | 1
11-404-14 | Joseph scissors, straight, 14 cm |  | 1
11-405-14 | Joseph scissors, curved, 14 cm |  | 1
13-042-12 | Adson dressing forceps, 12 cm |  | 1
13-407-14 | Lucae dressing forceps, 14 cm |  | 2
13-142-12 | Adson dissecting forceps, 1x2, 12 cm |  | 1
26-524-02 | Killian nasal specula, 50 mm |  | 1
26-524-04 | Killian nasal specula, 90 mm |  | 1
15-060-12 | Halsted-Mosquito forceps, straight, 12.5 cm |  | 6
15-061-12 | Halsted-Mosquito forceps, curved, 12.5 cm |  | 6
26-782-16 | Neivert alar retractor, blunt, 16 cm |  | 1
26-780-20 | Cottle-Neivert alar retractor, blunt, | double ended, 20 cm | 1
26-778-02 | Cottle alar retractor, blunt/sharp, 14.5 cm |  | 1
26-778-03 | Cottle alar retractor, sharp/blunt, 14.5 cm |  | 1
26-767-16 | Aufricht nasal retractor, 46 x 10 mm, 16 cm |  | 1
26-515-02 | Nasal specula "Model Vienna", Fig. 2, | with screw joint, 14 cm | 1
26-779-16 | Fomon alar retractor, blunt / blunt, | button ended, 16 cm | 1
40-704-19 | Cottle-Kazanjian bone cutting forceps, straight, | 18.5 cm | 1
26-826-01 | Cottle-Walsham straightening forceps, | straight, Fig. 1, 23 cm | 1
26-825-22 | Ash septum straightening forceps, 23 cm |  | 1
26-806-19 | Knight septum forceps, 18 cm |  | 1
26-813-03 | Brünings septum forceps, Fig. 3, 19 cm |  | 1
26-687-16 | Joseph septum elevator, strongly curved, 6.5 mm, | 16 cm | 1
26-678-19 | Mc Kenty elevator, 4.5 / 5 mm, 21 cm |  | 1
40-278-04 | Cottle osteotome, graduated, 4 mm, 18 cm |  | 1
40-278-06 | Cottle osteotome, graduated, 6 mm, 18 cm |  | 1
40-445-01 | Fomon double nasal rasp, very fine / coarse, | 6.5 / 7.5 mm, 21 cm | 1
40-443-01 | Aufricht nasal rasp, pushing cut, 32 x 9 mm, 21 cm |  | 1
16-154-03 | Joseph skin hook, 2-prongs, 5 mm, 16 cm |  | 2
16-154-01 | Joseph skin hook, 1-prong, 16 cm |  | 1
26-751-01 | Joseph nasal saw, left curved, 17 cm |  | 1
26-751-02 | Joseph nasal saw, right curved, 17 cm |  | 1
10-902-10 | Frazier suction tube, 30°, 13 cm, 10 Charr. |  | 1
18-012-15 | Crile-Wood TC-needle holder, 15 cm |  | 1
26-756-00 | Cottle bone crusher, complete with clamp |  | 1
57-030-12 C | RHINOPLASTIC SET, CONTAINER AND BASKET
10-103-07 | Scalpel handle No. 7 K |  | 1
26-650-15 | Joseph rhinoplastic knife, straight, 15 cm |  | 1
26-640-14 | Joseph rhinoplastic knife, straight, 14.5 cm |  | 1
26-641-14 | Joseph rhinoplastic knife, curved, 14.5 cm |  | 1
26-652-15 | Cottle rhinoplastic knife, straight, 15 cm |  | 1
26-710-03 | Ballenger swivel knife, straight, 3 mm, 21 cm |  | 1
26-710-04 | Ballenger swivel knife, straight, 4 mm, 21 cm |  | 1
26-646-15 | Freer mucous knife, 15.5 cm |  | 1
11-335-18 | Heymann nasal scissors, medium, 18 cm |  | 1
12-160-17 | TC Mayo scissors, straight, 17 cm |  | 1
11-327-13 | Fomon nasal scissors, angled, 13 cm |  | 1
11-404-14 | Joseph scissors, straight, 14 cm |  | 1
11-405-14 | Joseph scissors, curved, 14 cm |  | 1
13-042-12 | Adson dressing forceps, 12 cm |  | 1
13-407-14 | Lucae dressing forceps, 14 cm |  | 2
13-142-12 | Adson dissecting forceps, 1x2, 12 cm |  | 1
26-524-02 | Killian nasal specula, 50 mm |  | 1
26-524-04 | Killian nasal specula, 90 mm |  | 1
15-060-12 | Halsted-Mosquito forceps, straight, 12.5 cm |  | 6
15-061-12 | Halsted-Mosquito forceps, curved, 12.5 cm |  | 6
26-782-16 | Neivert alar retractor, blunt, 16 cm |  | 1
26-780-20 | Cottle-Neivert alar retractor, blunt, | double ended, 20 cm | 1
26-778-02 | Cottle alar retractor, blunt/sharp, 14.5 cm |  | 1
26-778-03 | Cottle alar retractor, sharp/blunt, 14.5 cm |  | 1
26-767-16 | Aufricht nasal retractor, 46 x 10 mm, 16 cm |  | 1
26-515-02 | Nasal specula "Model Vienna", Fig. 2, | with screw joint, 14 cm | 1
26-779-16 | Fomon alar retractor, blunt / blunt, | button ended, 16 cm | 1
40-704-19 | Cottle-Kazanjian bone cutting forceps, straight, | 18.5 cm | 1
26-826-01 | Cottle-Walsham straightening forceps, | straight, Fig. 1, 23 cm | 1
26-825-22 | Ash septum straightening forceps, 23 cm |  | 1
26-806-19 | Knight septum forceps, 18 cm |  | 1
26-813-03 | Brünings septum forceps, Fig. 3, 19 cm |  | 1
26-687-16 | Joseph septum elevator, strongly curved, 6.5 mm, | 16 cm | 1
26-678-19 | Mc Kenty elevator, 4.5 / 5 mm, 21 cm |  | 1
40-278-04 | Cottle osteotome, graduated, 4 mm, 18 cm |  | 1
40-278-06 | Cottle osteotome, graduated, 6 mm, 18 cm |  | 1
40-445-01 | Fomon double nasal rasp, very fine / coarse, | 6.5 / 7.5 mm, 21 cm | 1
40-443-01 | Aufricht nasal rasp, pushing cut, 32 x 9 mm, 21 cm |  | 1
16-154-03 | Joseph skin hook, 2-prongs, 5 mm, 16 cm |  | 2
16-154-01 | Joseph skin hook, 1-prong, 16 cm |  | 1
26-751-01 | Joseph nasal saw, left curved, 17 cm |  | 1
26-751-02 | Joseph nasal saw, right curved, 17 cm |  | 1
10-902-10 | Frazier suction tube, 30°, 13 cm, 10 Charr. |  | 1
18-012-15 | Crile-Wood TC-needle holder, 15 cm |  | 1
26-756-00 | Cottle bone crusher, complete with clamp |  | 1
55-110-61 | Container bottom, aluminium, 600 x 272 x 116 mm, | non perforated | 1
55-110-90 | Container lid, aluminium, silver, 585 x 285 mm, | perforated | 1
55-190-05 | Wire basket, 480 x 245 x 50 mm |  | 1
55-820-03 | Identification label, red |  | 1
57-030-14 | LACHRYMAL TUNNELING RECONSTRUCTION SET
15-065-10 | Hartmann forceps, curved, 10 cm |  | 2
18-016-17 | Senning TC-needle holder, 17 cm |  | 1
40-045-03 | Takahashi forceps, 120 mm, 3 mm, 45° up |  | 1
40-044-03 | Takahashi forceps, 120 mm, 3 mm, straight |  | 1
27-230-08 | Struempel cup shaped forceps, straight, oval, | WL 85 mm | 1
27-400-02 | Micro ear forceps, serrated, straight, | 4.0 x 0.8 mm, WL 80 mm | 1
10-610-01 | Castroviejo lachrymal dilator double ended, 14 cm |  | 1
40-218-25 | Lucae mallet, Ø 25 mm, 260 g, 19.5 cm |  | 1
16-154-02 | Joseph skin hook, 2-prongs, 2 mm, 16 cm |  | 1
16-108-01 | Graefe-Micro-Hook, sharp, 15 cm |  | 1
16-150-16 | Kilner skin hook, 1-prong, curved, 15 cm |  | 1
16-139-01 | Senn-Miller retractor, sharp, 22 x 7 mm, 16 cm |  | 1
26-769-13 | Aufricht Walter double-ended retractor, 13.5 cm |  | 1
31-692-02 | Yasargil micro dissector, angled, 18.5 cm |  | 1
31-692-03 | Yasargil micro raspatory, angled, 18.5 cm |  | 1
26-679-21 | Cottle septum elevator, 4.5 mm, 21 cm |  | 1
26-681-22 | Masing elevator, double-ended, 3 / 2 mm, 22 cm |  | 1
26-732-03 | Walter chisel, 3 mm, 19 cm |  | 1
26-732-04 | Walter chisel, 4.5 mm, 19 cm |  | 1
13-411-16 | Jansen dressing forceps, 16 cm bayonet shaped |  | 1
13-401-11 | Troeltsch dressing forceps, 11 cm |  | 1
17-663-18 | Micro needle holder, without catch, | 11.0 x 0.8 mm, Ø 9 mm, curved, 18 cm | 1
26-699-20 | Suction raspator, bayonet-shaped, 20 cm |  | 1
10-900-00 | Wullstein suction tube, complete |  | 1
57-030-14 C | LACHRYMAL TUNNELING RECONSTRUCTION SET, CONTAINER AND BASKET
15-065-10 | Hartmann forceps, curved, 10 cm |  | 2
18-016-17 | Senning TC-needle holder, 17 cm |  | 1
40-045-03 | Takahashi forceps, 120 mm, 3 mm, 45° up |  | 1
40-044-03 | Takahashi forceps, 120 mm, 3 mm, straight |  | 1
27-230-08 | Struempel cup shaped forceps, straight, oval, | WL 85 mm | 1
27-400-02 | Micro ear forceps, serrated, straight, | 4.0 x 0.8 mm, WL 80 mm | 1
10-610-01 | Castroviejo lachrymal dilator double ended, 14 cm |  | 1
40-218-25 | Lucae mallet, Ø 25 mm, 260 g, 19.5 cm |  | 1
16-154-02 | Joseph skin hook, 2-prongs, 2 mm, 16 cm |  | 1
16-108-01 | Graefe-Micro-Hook, sharp, 15 cm |  | 1
16-150-16 | Kilner skin hook, 1-prong, curved, 15 cm |  | 1
16-139-01 | Senn-Miller retractor, sharp, 22 x 7 mm, 16 cm |  | 1
26-769-13 | Aufricht Walter double-ended retractor, 13.5 cm |  | 1
31-692-02 | Yasargil micro dissector, angled, 18.5 cm |  | 1
31-692-03 | Yasargil micro raspatory, angled, 18.5 cm |  | 1
26-679-21 | Cottle septum elevator, 4.5 mm, 21 cm |  | 1
26-681-22 | Masing elevator, double-ended, 3 / 2 mm, 22 cm |  | 1
26-732-03 | Walter chisel, 3 mm, 19 cm |  | 1
26-732-04 | Walter chisel, 4.5 mm, 19 cm |  | 1
13-411-16 | Jansen dressing forceps, 16 cm bayonet shaped |  | 1
13-401-11 | Troeltsch dressing forceps, 11 cm |  | 1
17-663-18 | Micro needle holder, without catch, | 11.0 x 0.8 mm, Ø 9 mm, curved, 18 cm | 1
26-699-20 | Suction raspator, bayonet-shaped, 20 cm |  | 1
10-900-00 | Wullstein suction tube, complete |  | 1
55-310-60 | Container bottom, aluminium, 310 x 272 x 96 mm, | non perforated | 1
55-310-90 | Container lid, aluminium, silver, 295 x 280 mm, | perforated | 1
55-390-05 | Wire basket, 246 x 246 x 50 mm |  | 1
55-820-03 | Identification label, red |  | 1
57-030-16 | LIP AND PALATE SET
15-801-08 | Backhaus towel forceps, 8 cm |  | 4
11-433-11 | Stevens scissors, Fig. 1 (blunt/blunt), | curved, 11 cm | 1
11-245-15 | Kilner (Ragnell) scissors, curved, 15 cm |  | 1
11-003-14 | Surgical scissors, Fig. 2, curved, 14 cm, | sharp/blunt | 1
13-134-10 | Graefe forceps, straight, 1.0 mm, 10 cm, 1x2 teeth |  | 1
13-138-11 | Graefe fixation forceps, without lock, 11 cm |  | 1
18-026-13 | Halsey TC-needle holder, serrated, 13 cm |  | 1
15-000-16 | Pean forceps, straight, 16 cm |  | 1
10-902-06 | Frazier suction tube, 30°, 13 cm, 6 Charr. |  | 1
15-061-12 | Halsted-Mosquito forceps, curved, 12.5 cm |  | 2
16-154-02 | Joseph skin hook, 2-prongs, 2 mm, 16 cm |  | 2
57-030-16 C | LIP AND PALATE SET, CONTAINER AND BASKET
15-801-08 | Backhaus towel forceps, 8 cm |  | 4
11-433-11 | Stevens scissors, Fig. 1 (blunt/blunt), | curved, 11 cm | 1
11-245-15 | Kilner (Ragnell) scissors, curved, 15 cm |  | 1
11-003-14 | Surgical scissors, Fig. 2, curved, 14 cm, | sharp/blunt | 1
13-134-10 | Graefe forceps, straight, 1.0 mm, 10 cm, 1x2 teeth |  | 1
13-138-11 | Graefe fixation forceps, without lock, 11 cm |  | 1
18-026-13 | Halsey TC-needle holder, serrated, 13 cm |  | 1
15-000-16 | Pean forceps, straight, 16 cm |  | 1
10-902-06 | Frazier suction tube, 30°, 13 cm, 6 Charr. |  | 1
15-061-12 | Halsted-Mosquito forceps, curved, 12.5 cm |  | 2
16-154-02 | Joseph skin hook, 2-prongs, 2 mm, 16 cm |  | 2
55-510-61 | Container bottom, aluminium, 320 x 186 x 59 mm, | non perforated - for Special container | 1
55-510-90 | Container lid, aluminium, silver, 325 x 192 mm, | perforated - for Special container | 1
55-525-05 | Stainless steel tray 275 x 175 x 45mm, without lid |  | 1
55-820-03 | Identification label, red |  | 1
57-030-18 | FACELIFTING SET
15-801-08 | Backhaus towel forceps, 8 cm |  | 5
10-103-01 | Scalpel handle, standard No. 3 |  | 1
10-104-01 | Scalpel handle, standard No. 4 |  | 2
13-124-18 | Standard dissecting forceps, 2x3, 18 cm |  | 1
13-138-11 | Graefe fixation forceps, without lock, 11 cm |  | 1
13-134-10 | Graefe forceps, straight, 1.0 mm, 10 cm, 1x2 teeth |  | 1
13-191-12 | Adson - Brown forceps, 7x7, 12 cm |  | 1
11-201-20 | Metzenbaum scissors, curved, Fig. 1, 20 cm |  | 1
11-003-14 | Surgical scissors, Fig. 2, curved, 14 cm, | sharp/blunt | 1
11-433-11 | Stevens scissors, Fig. 1 (blunt/blunt), | curved, 11 cm | 1
16-154-02 | Joseph skin hook, 2-prongs, 2 mm, 16 cm |  | 1
26-770-10 | Kilner alar retractor, two sharp prongs, | 10 mm, 8 cm | 1
16-139-01 | Senn-Miller retractor, sharp, 22 x 7 mm, 16 cm |  | 1
16-018-05 | Langenbeck retractor, 40x11 mm |  | 1
15-061-12 | Halsted-Mosquito forceps, curved, 12.5 cm |  | 8
15-000-16 | Pean forceps, straight, 16 cm |  | 1
15-126-18 | Halsted-Mosquito forceps, straight, 18 cm |  | 1
27-314-02 | Lucae tympanum perforator, bayonet, | for adults, 18 cm | 1
26-010-14 | Tobold tongue depressor, 83 x 24 mm, 14 cm |  | 1
15-702-20 | Gross-Maier sponge forceps, straight, 20 cm |  | 1
18-110-13 | Ryder-Vascular TC-needle holder, 13 cm |  | 1
18-012-15 | Crile-Wood TC-needle holder, 15 cm |  | 1
57-030-18 C | FACELIFTING SET, CONTAINER AND BASKET
15-801-08 | Backhaus towel forceps, 8 cm |  | 5
10-103-01 | Scalpel handle, standard No. 3 |  | 1
10-104-01 | Scalpel handle, standard No. 4 |  | 2
13-124-18 | Standard dissecting forceps, 2x3, 18 cm |  | 1
13-138-11 | Graefe fixation forceps, without lock, 11 cm |  | 1
13-134-10 | Graefe forceps, straight, 1.0 mm, 10 cm, 1x2 teeth |  | 1
13-191-12 | Adson - Brown forceps, 7x7, 12 cm |  | 1
11-201-20 | Metzenbaum scissors, curved, Fig. 1, 20 cm |  | 1
11-003-14 | Surgical scissors, Fig. 2, curved, 14 cm, | sharp/blunt | 1
11-433-11 | Stevens scissors, Fig. 1 (blunt/blunt), | curved, 11 cm | 1
16-154-02 | Joseph skin hook, 2-prongs, 2 mm, 16 cm |  | 1
26-770-10 | Kilner alar retractor, two sharp prongs, | 10 mm, 8 cm | 1
16-139-01 | Senn-Miller retractor, sharp, 22 x 7 mm, 16 cm |  | 1
16-018-05 | Langenbeck retractor, 40x11 mm |  | 1
15-061-12 | Halsted-Mosquito forceps, curved, 12.5 cm |  | 8
15-000-16 | Pean forceps, straight, 16 cm |  | 1
15-126-18 | Halsted-Mosquito forceps, straight, 18 cm |  | 1
27-314-02 | Lucae tympanum perforator, bayonet, | for adults, 18 cm | 1
26-010-14 | Tobold tongue depressor, 83 x 24 mm, 14 cm |  | 1
15-702-20 | Gross-Maier sponge forceps, straight, 20 cm |  | 1
18-110-13 | Ryder-Vascular TC-needle holder, 13 cm |  | 1
18-012-15 | Crile-Wood TC-needle holder, 15 cm |  | 1
55-110-60 | Container bottom, aluminium, 600 x 272 x 96 mm, | non perforated | 1
55-110-90 | Container lid, aluminium, silver, 585 x 285 mm, | perforated | 1
55-190-05 | Wire basket, 480 x 245 x 50 mm |  | 1
55-820-03 | Identification label, red |  | 1
57-030-20 | BONE TRANSPLANTATION SET
40-523-18 | Dingmann bone holding forceps, 18.5 cm |  | 1
40-530-20 | Langenbeck bone holding forceps, 11 mm, 20 cm |  | 1
30-117-27 | Giertz Stille rip scissors, 27 cm |  | 1
40-288-10 | Stille gouge, 10 mm, 20 cm |  | 1
40-288-15 | Stille gouge, 15 mm, 20 cm |  | 1
40-284-15 | Stille osteotome, 15 mm, 20 cm |  | 1
40-284-20 | Stille osteotome, 20 mm, 20 cm |  | 1
16-217-13 | Weitlaner self retainig retractor, sharp, 3x4, | 13.5 cm | 2
40-409-02 | Doyen periosteal elevator, child, right, 17 cm |  | 1
40-409-01 | Doyen periosteal elevator, child, left, 17 cm |  | 1
16-003-02 | Volkmann retractor, 2-prongs, blunt, 22 cm |  | 1
16-018-15 | Langenbeck retractor, hollow handle, 40x11 mm |  | 1
10-104-01 | Scalpel handle, standard No. 4 |  | 1
40-393-14 | Farabeuf periosteal elevator, curved, | 12.5 mm, 15 cm | 1
57-030-20 C | BONE TRANSPLANTATION SET, CONTAINER AND BASKET
40-523-18 | Dingmann bone holding forceps, 18.5 cm |  | 1
40-530-20 | Langenbeck bone holding forceps, 11 mm, 20 cm |  | 1
30-117-27 | Giertz Stille rip scissors, 27 cm |  | 1
40-288-10 | Stille gouge, 10 mm, 20 cm |  | 1
40-288-15 | Stille gouge, 15 mm, 20 cm |  | 1
40-284-15 | Stille osteotome, 15 mm, 20 cm |  | 1
40-284-20 | Stille osteotome, 20 mm, 20 cm |  | 1
16-217-13 | Weitlaner self retainig retractor, sharp, 3x4, | 13.5 cm | 2
40-409-02 | Doyen periosteal elevator, child, right, 17 cm |  | 1
40-409-01 | Doyen periosteal elevator, child, left, 17 cm |  | 1
16-003-02 | Volkmann retractor, 2-prongs, blunt, 22 cm |  | 1
16-018-15 | Langenbeck retractor, hollow handle, 40x11 mm |  | 1
10-104-01 | Scalpel handle, standard No. 4 |  | 1
40-393-14 | Farabeuf periosteal elevator, curved, | 12.5 mm, 15 cm | 1
55-110-60 | Container bottom, aluminium, 600 x 272 x 96 mm, | non perforated | 1
55-110-90 | Container lid, aluminium, silver, 585 x 285 mm, | perforated | 1
55-190-05 | Wire basket, 480 x 245 x 50 mm |  | 1
55-820-03 | Identification label, red |  | 1
57-030-22 | KELOPLASTY SET
15-801-08 | Backhaus towel forceps, 8 cm |  | 4
15-061-12 | Halsted-Mosquito forceps, curved, 12.5 cm |  | 2
15-000-16 | Pean forceps, straight, 16 cm |  | 1
11-433-11 | Stevens scissors, Fig. 1 (blunt/blunt), | curved, 11 cm | 1
11-440-11 | Iris scissors (M), straight, 11 cm |  | 1
11-003-14 | Surgical scissors, Fig. 2, curved, 14 cm, | sharp/blunt | 1
13-134-10 | Graefe forceps, straight, 1.0 mm, 10 cm, 1x2 teeth |  | 1
13-138-11 | Graefe fixation forceps, without lock, 11 cm |  | 1
16-154-02 | Joseph skin hook, 2-prongs, 2 mm, 16 cm |  | 1
16-154-01 | Joseph skin hook, 1-prong, 16 cm |  | 1
18-012-15 | Crile-Wood TC-needle holder, 15 cm |  | 1
22-002-07 | Castroviejo calliper, 15 mm, 8 cm |  | 1
57-030-22 C | KELOPLASTY SET, CONTAINER AND BASKET
15-801-08 | Backhaus towel forceps, 8 cm |  | 4
15-061-12 | Halsted-Mosquito forceps, curved, 12.5 cm |  | 2
15-000-16 | Pean forceps, straight, 16 cm |  | 1
11-433-11 | Stevens scissors, Fig. 1 (blunt/blunt), | curved, 11 cm | 1
11-440-11 | Iris scissors (M), straight, 11 cm |  | 1
11-003-14 | Surgical scissors, Fig. 2, curved, 14 cm, | sharp/blunt | 1
13-134-10 | Graefe forceps, straight, 1.0 mm, 10 cm, 1x2 teeth |  | 1
13-138-11 | Graefe fixation forceps, without lock, 11 cm |  | 1
16-154-02 | Joseph skin hook, 2-prongs, 2 mm, 16 cm |  | 1
16-154-01 | Joseph skin hook, 1-prong, 16 cm |  | 1
18-012-15 | Crile-Wood TC-needle holder, 15 cm |  | 1
22-002-07 | Castroviejo calliper, 15 mm, 8 cm |  | 1
55-510-61 | Container bottom, aluminium, 320 x 186 x 59 mm, | non perforated - for Special container | 1
55-510-90 | Container lid, aluminium, silver, 325 x 192 mm, | perforated - for Special container | 1
55-525-05 | Stainless steel tray 275 x 175 x 45mm, without lid |  | 1
55-820-03 | Identification label, red |  | 1
57-030-24 | PLATYSMA SET
12-365-15 | TC Kaye Face lift scissors, 14.5 cm serrated |  | 3
11-305-17 | Dean scissors, angled up, 17 cm |  | 1
12-372-20 | TC Rees scissors, 20 cm, straight, double-blade, | serrated, round | 1
11-243-19 | Gorney scissors, fine toothed, curved, 19.0 cm |  | 1
12-365-18 | TC Kaye Face lift scissors, 18 cm, serrated |  | 1
12-253-17 | TC Tönnis-Adson scissors, curved, 17.5 cm |  | 1
12-416-13 | TC Goldmann-Fox scissors, straight, 13 cm |  | 1
13-050-15 | Mc Indoe dressing forceps, 15 cm |  | 1
14-170-18 | TC Gerald forceps, 1x2, 18 cm |  | 1
14-152-15 | TC Gillies dissceting forceps, 1x2, 15 cm |  | 1
14-144-12 | TC Adson dressing forceps delicate, 1x2, 12 cm |  | 1
13-413-18 | Gerald Dress forceps, 18 cm |  | 1
13-191-12 | Adson - Brown forceps, 7x7, 12 cm |  | 1
26-770-10 | Kilner alar retractor, two sharp prongs, | 10 mm, 8 cm | 1
16-154-03 | Joseph skin hook, 2-prongs, 5 mm, 16 cm |  | 2
26-778-01 | Cottle alar retractor, sharp/sharp, 14.5 cm |  | 1
57-030-24 C | PLATYSMA SET, CONTAINER AND BASKET
12-365-15 | TC Kaye Face lift scissors, 14.5 cm serrated |  | 3
11-305-17 | Dean scissors, angled up, 17 cm |  | 1
12-372-20 | TC Rees scissors, 20 cm, straight, double-blade, | serrated, round | 1
11-243-19 | Gorney scissors, fine toothed, curved, 19.0 cm |  | 1
12-365-18 | TC Kaye Face lift scissors, 18 cm, serrated |  | 1
12-253-17 | TC Tönnis-Adson scissors, curved, 17.5 cm |  | 1
12-416-13 | TC Goldmann-Fox scissors, straight, 13 cm |  | 1
13-050-15 | Mc Indoe dressing forceps, 15 cm |  | 1
14-170-18 | TC Gerald forceps, 1x2, 18 cm |  | 1
14-152-15 | TC Gillies dissceting forceps, 1x2, 15 cm |  | 1
14-144-12 | TC Adson dressing forceps delicate, 1x2, 12 cm |  | 1
13-413-18 | Gerald Dress forceps, 18 cm |  | 1
13-191-12 | Adson - Brown forceps, 7x7, 12 cm |  | 1
26-770-10 | Kilner alar retractor, two sharp prongs, | 10 mm, 8 cm | 1
16-154-03 | Joseph skin hook, 2-prongs, 5 mm, 16 cm |  | 2
26-778-01 | Cottle alar retractor, sharp/sharp, 14.5 cm |  | 1
55-310-60 | Container bottom, aluminium, 310 x 272 x 96 mm, | non perforated | 1
55-310-90 | Container lid, aluminium, silver, 295 x 280 mm, | perforated | 1
55-390-05 | Wire basket, 246 x 246 x 50 mm |  | 1
55-820-03 | Identification label, red |  | 1
57-030-26 | BLEPHAROPLASTY SET
11-426-12 | Wagner, scissors flat model, straight, 12 cm |  | 1
11-435-11 | Stevens scissors, Fig. 3 (sharp/sharp), | curved, 11 cm | 2
11-433-11 | Stevens scissors, Fig. 1 (blunt/blunt), | curved, 11 cm | 1
11-440-11 | Iris scissors (M), straight, 11 cm |  | 1
11-441-11 | Iris scissors (M), curved, 11 cm |  | 1
11-434-11 | Stevens scissors, Fig. 3 (sharp/sharp), | straight, 11 cm | 1
11-317-11 | Kaye Face-lift scissors, fine, curved, serrated, | Ribbon handle, 11 cm | 1
14-191-12 | TC Adson-Brown forceps, 7x7, 12 cm |  | 1
14-144-12 | TC Adson dressing forceps delicate, 1x2, 12 cm |  | 1
16-112-02 | Guthrie hook, 2 prongs, sharp, 16 cm large model |  | 1
18-610-14 | Castroviejo micro TC-needle holder, with catch, | straight, smooth, 14 cm | 1
18-030-13 | Webster TC-needle holder, smooth, 13 cm |  | 1
18-049-11 | Foster Gillies TC-needle holder, smooth, 11 cm |  | 1
20-195-13 | Frazier hook, sharp, 13 cm |  | 2
26-770-10 | Kilner alar retractor, two sharp prongs, | 10 mm, 8 cm | 3
13-614-09 | Micro Tying forceps, 1x2, 9.5 cm |  | 1
13-607-10 | Micro suture forceps, Castroviejo, 0.5 mm, 10 cm |  | 1
13-606-10 | Micro forceps, Castroviejo, 0.9 mm, 10 cm |  | 1
22-731-42 | Green fixation forceps, 10 mm, without catch, 10cm |  | 1
57-030-26 C | BLEPHAROPLASTY SET, CONTAINER AND BASKET
11-426-12 | Wagner, scissors flat model, straight, 12 cm |  | 1
11-435-11 | Stevens scissors, Fig. 3 (sharp/sharp), | curved, 11 cm | 2
11-433-11 | Stevens scissors, Fig. 1 (blunt/blunt), | curved, 11 cm | 1
11-440-11 | Iris scissors (M), straight, 11 cm |  | 1
11-441-11 | Iris scissors (M), curved, 11 cm |  | 1
11-434-11 | Stevens scissors, Fig. 3 (sharp/sharp), | straight, 11 cm | 1
11-317-11 | Kaye Face-lift scissors, fine, curved, serrated, | Ribbon handle, 11 cm | 1
14-191-12 | TC Adson-Brown forceps, 7x7, 12 cm |  | 1
14-144-12 | TC Adson dressing forceps delicate, 1x2, 12 cm |  | 1
16-112-02 | Guthrie hook, 2 prongs, sharp, 16 cm large model |  | 1
18-610-14 | Castroviejo micro TC-needle holder, with catch, | straight, smooth, 14 cm | 1
18-030-13 | Webster TC-needle holder, smooth, 13 cm |  | 1
18-049-11 | Foster Gillies TC-needle holder, smooth, 11 cm |  | 1
20-195-13 | Frazier hook, sharp, 13 cm |  | 2
26-770-10 | Kilner alar retractor, two sharp prongs, | 10 mm, 8 cm | 3
13-614-09 | Micro Tying forceps, 1x2, 9.5 cm |  | 1
13-607-10 | Micro suture forceps, Castroviejo, 0.5 mm, 10 cm |  | 1
13-606-10 | Micro forceps, Castroviejo, 0.9 mm, 10 cm |  | 1
22-731-42 | Green fixation forceps, 10 mm, without catch, 10cm |  | 1
55-310-60 | Container bottom, aluminium, 310 x 272 x 96 mm, | non perforated | 1
55-310-90 | Container lid, aluminium, silver, 295 x 280 mm, | perforated | 1
55-390-05 | Wire basket, 246 x 246 x 50 mm |  | 1
55-820-03 | Identification label, red |  | 1
57-030-28 | BURNS DRESSING SET
51-100-13 | Round bowls, Ø 147 mm, H 65 mm, 0.70 l |  | 2
51-103-08 | Round bowls, Ø 85 mm, H 50 mm, 0.175 l |  | 1
51-100-25 | Kidney bowls, 250 x 140 x 40 mm |  | 1
51-103-11 | Round bowls, Ø 100 mm, H 50 mm, 0.25 l |  | 1
15-736-25 | Förster-Ballenger forceps, straight, 25 cm |  | 1
10-103-06 | Scalpel handle No. 7 |  | 1
13-100-14 | Dissecting forceps 1x2, 14.5 cm |  | 1
13-000-14 | Standard dressing forceps, straight, 14.5 cm |  | 1
11-160-17 | Mayo surgical scissors, straight, 17 cm |  | 1
11-161-17 | Mayo surgical scissors, curved, 17 cm |  | 1
11-201-18 | Metzenbaum scissors, curved, Fig. 1, 18 cm |  | 1
13-142-12 | Adson dissecting forceps, 1x2, 12 cm |  | 1
13-042-12 | Adson dressing forceps, 12 cm |  | 1
40-467-06 | Volkmann bone curette, Fig. 2, 17 cm |  | 1
17-049-16 | Gillies needle holder, 16 cm |  | 1
17-000-15 | Hegar needle holder, heavy pattern, 15 cm |  | 1
15-001-16 | Pean forceps, curved, 16 cm |  | 4
15-000-16 | Pean forceps, straight, 16 cm |  | 4
15-061-12 | Halsted-Mosquito forceps, curved, 12.5 cm |  | 4
15-060-12 | Halsted-Mosquito forceps, straight, 12.5 cm |  | 4
57-030-28 C | BURNS DRESSING SET, CONTAINER AND BASKET
51-100-13 | Round bowls, Ø 147 mm, H 65 mm, 0.70 l |  | 2
51-103-08 | Round bowls, Ø 85 mm, H 50 mm, 0.175 l |  | 1
51-100-25 | Kidney bowls, 250 x 140 x 40 mm |  | 1
51-103-11 | Round bowls, Ø 100 mm, H 50 mm, 0.25 l |  | 1
15-736-25 | Förster-Ballenger forceps, straight, 25 cm |  | 1
10-103-06 | Scalpel handle No. 7 |  | 1
13-100-14 | Dissecting forceps 1x2, 14.5 cm |  | 1
13-000-14 | Standard dressing forceps, straight, 14.5 cm |  | 1
11-160-17 | Mayo surgical scissors, straight, 17 cm |  | 1
11-161-17 | Mayo surgical scissors, curved, 17 cm |  | 1
11-201-18 | Metzenbaum scissors, curved, Fig. 1, 18 cm |  | 1
13-142-12 | Adson dissecting forceps, 1x2, 12 cm |  | 1
13-042-12 | Adson dressing forceps, 12 cm |  | 1
40-467-06 | Volkmann bone curette, Fig. 2, 17 cm |  | 1
17-049-16 | Gillies needle holder, 16 cm |  | 1
17-000-15 | Hegar needle holder, heavy pattern, 15 cm |  | 1
15-001-16 | Pean forceps, curved, 16 cm |  | 4
15-000-16 | Pean forceps, straight, 16 cm |  | 4
15-061-12 | Halsted-Mosquito forceps, curved, 12.5 cm |  | 4
15-060-12 | Halsted-Mosquito forceps, straight, 12.5 cm |  | 4
55-310-60 | Container bottom, aluminium, 310 x 272 x 96 mm, | non perforated | 1
55-310-90 | Container lid, aluminium, silver, 295 x 280 mm, | perforated | 1
55-390-05 | Wire basket, 246 x 246 x 50 mm |  | 1
55-820-03 | Identification label, red |  | 1
57-030-30 | AUGMENTATION EXTRAS SET
12-211-23 | TC Metzenbaum scissors, delicate, curved, 23 cm |  | 1
12-201-23 | TC Metzenbaum scissors, curved, 23 cm |  | 1
11-161-30 | Mayo surgical scissors, curved, 30 cm |  | 1
26-340-15 | Lahey Goitre Seizing forceps, straight, 15 cm |  | 2
15-736-25 | Förster-Ballenger forceps, straight, 25 cm |  | 1
16-074-05 | Spatula, malleable, soft, 200 x 17 mm |  | 1
16-074-06 | Spatula, malleable, soft, 200 x 25 mm |  | 1
16-046-01 | Harrington retractor, 127 x 40 mm, 31 cm |  | 1
16-081-07 | Deaver retractor, Fig. 7, 38 mm, 30 cm |  | 1
16-081-04 | Deaver retractor, Fig. 4, 25 mm, 30 cm |  | 1
16-081-01 | Deaver retractor, Fig. 1, 19 mm, 18 cm |  | 1
57-030-30 C | AUGMENTATION EXTRAS SET, CONTAINER AND BASKET
12-211-23 | TC Metzenbaum scissors, delicate, curved, 23 cm |  | 1
12-201-23 | TC Metzenbaum scissors, curved, 23 cm |  | 1
11-161-30 | Mayo surgical scissors, curved, 30 cm |  | 1
26-340-15 | Lahey Goitre Seizing forceps, straight, 15 cm |  | 2
15-736-25 | Förster-Ballenger forceps, straight, 25 cm |  | 1
16-074-05 | Spatula, malleable, soft, 200 x 17 mm |  | 1
16-074-06 | Spatula, malleable, soft, 200 x 25 mm |  | 1
16-046-01 | Harrington retractor, 127 x 40 mm, 31 cm |  | 1
16-081-07 | Deaver retractor, Fig. 7, 38 mm, 30 cm |  | 1
16-081-04 | Deaver retractor, Fig. 4, 25 mm, 30 cm |  | 1
16-081-01 | Deaver retractor, Fig. 1, 19 mm, 18 cm |  | 1
55-210-60 | Container bottom, aluminium, 475 x 272 x 96 mm, | non perforated | 1
55-210-90 | Container lid, aluminium, silver, 460 x 285 mm, | perforated | 1
55-290-05 | Wire basket, 405 x 245 x 50 mm |  | 1
55-820-03 | Identification label, red |  | 1
57-030-32 | HARELIP REPAIR SET
15-703-27 | Gross-Maier sponge forceps, curved, 27 cm |  | 1
15-801-11 | Backhaus towel forceps, 11 cm |  | 6
11-433-11 | Stevens scissors, Fig. 1 (blunt/blunt), | curved, 11 cm | 1
11-245-15 | Kilner (Ragnell) scissors, curved, 15 cm |  | 1
11-440-11 | Iris scissors (M), straight, 11 cm |  | 1
11-002-14 | Surgical scissors, Fig. 2, straight, 14 cm, | sharp/blunt | 1
13-042-12 | Adson dressing forceps, 12 cm |  | 2
13-142-12 | Adson dissecting forceps, 1x2, 12 cm |  | 2
13-138-11 | Graefe fixation forceps, without lock, 11 cm |  | 1
15-063-12 | Micro-Mosquito forceps, curved, 12.5 cm |  | 2
15-010-14 | Pean forceps, delicate, straight, 14 cm |  | 1
18-026-13 | Halsey TC-needle holder, serrated, 13 cm |  | 1
16-154-03 | Joseph skin hook, 2-prongs, 5 mm, 16 cm |  | 2
10-904-08 | Fergusson suction tube, 75°, 11 cm, 8 Charr. |  | 1
51-103-08 | Round bowls, Ø 85 mm, H 50 mm, 0.175 l |  | 1
57-030-32 C | HARELIP REPAIR SET, CONTAINER AND BASKET
15-703-27 | Gross-Maier sponge forceps, curved, 27 cm |  | 1
15-801-11 | Backhaus towel forceps, 11 cm |  | 6
11-433-11 | Stevens scissors, Fig. 1 (blunt/blunt), | curved, 11 cm | 1
11-245-15 | Kilner (Ragnell) scissors, curved, 15 cm |  | 1
11-440-11 | Iris scissors (M), straight, 11 cm |  | 1
11-002-14 | Surgical scissors, Fig. 2, straight, 14 cm, | sharp/blunt | 1
13-042-12 | Adson dressing forceps, 12 cm |  | 2
13-142-12 | Adson dissecting forceps, 1x2, 12 cm |  | 2
13-138-11 | Graefe fixation forceps, without lock, 11 cm |  | 1
15-063-12 | Micro-Mosquito forceps, curved, 12.5 cm |  | 2
15-010-14 | Pean forceps, delicate, straight, 14 cm |  | 1
18-026-13 | Halsey TC-needle holder, serrated, 13 cm |  | 1
16-154-03 | Joseph skin hook, 2-prongs, 5 mm, 16 cm |  | 2
10-904-08 | Fergusson suction tube, 75°, 11 cm, 8 Charr. |  | 1
51-103-08 | Round bowls, Ø 85 mm, H 50 mm, 0.175 l |  | 1
55-310-60 | Container bottom, aluminium, 310 x 272 x 96 mm, | non perforated | 1
55-310-90 | Container lid, aluminium, silver, 295 x 280 mm, | perforated | 1
55-390-05 | Wire basket, 246 x 246 x 50 mm |  | 1
55-820-03 | Identification label, red |  | 1
57-030-34 | RECONSTRUCTIVE SURGERY SET
11-597-13 | Noyes micro scissors, straight, blunt/blunt, | 12.5 cm | 1
11-634-15 | Micro scissors, sharp, straight, Ø 8 mm, | blades 14 mm, 15 cm | 1
13-608-13 | Micro forceps, Vise 0.3 mm, straight, 13 cm |  | 1
13-616-45 | Jeweller forceps Fig. 5, 45°, 10.5 cm |  | 1
13-616-02 | Jeweller forceps Fig. 2, 12 cm |  | 1
13-600-14 | Austin micro forceps, 14 cm |  | 1
17-910-12 | Michel clip forceps, 12 cm |  | 1
15-450-06 | Biemer vessel clip, straight, 6 mm |  | 2
15-450-09 | Biemer vessel clip, straight, 9 mm |  | 2
15-458-09 | Biemer-Müller approximator, delicate, straight,9mm |  | 1
15-456-09 | Biemer-Müller approximator, straight, 9 mm |  | 1
17-671-15 | Reill micro needle holder, without catch, curved, | delicate jaw, 0.3 mm, Ø 8 mm, 15 cm | 1
56-100-65 | Needle case, 62 x 13 mm, insert only |  | 1
57-030-34 C | RECONSTRUCTIVE SURGERY SET, CONTAINER AND BASKET
11-597-13 | Noyes micro scissors, straight, blunt/blunt, | 12.5 cm | 1
11-634-15 | Micro scissors, sharp, straight, Ø 8 mm, | blades 14 mm, 15 cm | 1
13-608-13 | Micro forceps, Vise 0.3 mm, straight, 13 cm |  | 1
13-616-45 | Jeweller forceps Fig. 5, 45°, 10.5 cm |  | 1
13-616-02 | Jeweller forceps Fig. 2, 12 cm |  | 1
13-600-14 | Austin micro forceps, 14 cm |  | 1
17-910-12 | Michel clip forceps, 12 cm |  | 1
15-450-06 | Biemer vessel clip, straight, 6 mm |  | 2
15-450-09 | Biemer vessel clip, straight, 9 mm |  | 2
15-458-09 | Biemer-Müller approximator, delicate, straight,9mm |  | 1
15-456-09 | Biemer-Müller approximator, straight, 9 mm |  | 1
17-671-15 | Reill micro needle holder, without catch, curved, | delicate jaw, 0.3 mm, Ø 8 mm, 15 cm | 1
56-100-65 | Needle case, 62 x 13 mm, insert only |  | 1
55-510-61 | Container bottom, aluminium, 320 x 186 x 59 mm, | non perforated - for Special container | 1
55-510-90 | Container lid, aluminium, silver, 325 x 192 mm, | perforated - for Special container | 1
55-525-05 | Stainless steel tray 275 x 175 x 45mm, without lid |  | 1
55-820-03 | Identification label, red |  | 1
57-030-36 | PERFORATOR FLAP SET
11-684-15 | Micro scissors, straight, sharp, blade 9 mm, | Ø 8 mm, 15 cm | 1
11-685-18 | Micro scissors, curved, sharp, blade 9 mm, | Ø 8 mm, 18 cm | 1
13-612-15 | Micro forceps, round handle Ø 8 mm, straight | 0.3 x 6.0 mm with platform, 15 cm | 3
13-608-13 | Micro forceps, Vise 0.3 mm, straight, 13 cm |  | 1
17-665-15 | Micro needle holder, with catch, 11.0 x 0.4 mm, | Ø 8 mm, curved, 15 cm | 1
57-030-36 C | PERFORATOR FLAP SET , CONTAINER AND BASKET
11-684-15 | Micro scissors, straight, sharp, blade 9 mm, | Ø 8 mm, 15 cm | 1
11-685-18 | Micro scissors, curved, sharp, blade 9 mm, | Ø 8 mm, 18 cm | 1
13-612-15 | Micro forceps, round handle Ø 8 mm, straight | 0.3 x 6.0 mm with platform, 15 cm | 3
13-608-13 | Micro forceps, Vise 0.3 mm, straight, 13 cm |  | 1
17-665-15 | Micro needle holder, with catch, 11.0 x 0.4 mm, | Ø 8 mm, curved, 15 cm | 1
55-510-61 | Container bottom, aluminium, 320 x 186 x 59 mm, | non perforated - for Special container | 1
55-510-90 | Container lid, aluminium, silver, 325 x 192 mm, | perforated - for Special container | 1
55-525-05 | Stainless steel tray 275 x 175 x 45mm, without lid |  | 1
55-820-03 | Identification label, red |  | 1

## Neuro
ITEM CODE | DESCRIPTION | DESCRIPTION 2 | QTY
57-035-00 | BASIC INSTRUMENT SET FOR CRANIOTOMY
10-380-13 | Tönnis knife, 13.0 cm |  | 1
10-380-19 | Tönnis knife, 19.0 cm |  | 1
10-103-01 | Scalpel handle, standard No. 3 |  | 2
10-104-01 | Scalpel handle, standard No. 4 |  | 1
15-702-27 | Gross-Maier sponge forceps, straight, 27 cm |  | 4
15-801-11 | Backhaus towel forceps, 11 cm |  | 10
15-766-14 | Allis tissue forceps, 4x5, straight, 15 cm |  | 4
11-003-16 | Surgical scissors, Fig. 2, curved, 16 cm, | sharp/blunt | 1
11-231-16 | Lexer scissors, curved, 16 cm |  | 2
11-253-17 | Tönnis-Adson scissors, curved, 17.5 cm |  | 1
11-523-17 | Schmieden-Taylor scissors, curved, 17 cm |  | 1
12-721-12 | TC Universal scissors, angled, 12 cm, | one blade serrated | 1
13-000-16 | Standard dressing forceps, straight, 16 cm |  | 2
13-100-16 | Dissecting forceps 1x2, 16 cm |  | 2
13-124-16 | Standard dissecting forceps, 2x3, 16 cm |  | 2
13-061-17 | Taylor forceps, bayonet shaped, dissector end,17cm |  | 2
15-060-12 | Halsted-Mosquito forceps, straight, 12.5 cm |  | 12
15-061-12 | Halsted-Mosquito forceps, curved, 12.5 cm |  | 12
16-050-01 | Roux retractor, Fig. 1, 14 cm |  | 2
16-008-04 | Volkmann retractor, hollow handle, 4-prongs, sharp | 22 cm | 2
16-218-16 | Weitlaner self retainig retractor, blunt, | 3x4 teeth, 16.5 cm | 1
10-032-20 | Ruler, 20 cm |  | 1
10-612-16 | Director with tip, 16 cm |  | 1
17-731-21 | Deschamps ligature needle, left, blunt, 21 cm |  | 1
20-154-20 | Dahlgren cranial opening forceps, 20 cm |  | 1
40-666-27 | Luer-Stille bone rongeur, straight, 27 cm, | strong pattern | 1
40-355-14 | Williger periosteal elevator, 4.2 mm, 13 cm |  | 1
40-355-16 | Williger periosteal elevator, 6 mm, 16 cm |  | 1
20-130-00 | Raney clip applying and removing forceps | for scalp clips, 16 cm | 1
20-131-00 | Raney scalp clip |  | 30
20-195-13 | Frazier hook, sharp, 13 cm |  | 2
20-163-06 | Sachs dissector, 6 mm, 21 cm |  | 1
20-167-21 | Milligan dissector, angled, 21 cm |  | 1
40-660-06 | Stille bone rongeur, angled, 6 mm, 23 cm |  | 1
40-663-24 | Stille-Ruskin bone rongeur, curved, 23 cm |  | 1
40-641-03 | Böhler bone rongeur, curved, 3 mm, 15.5 cm |  | 1
40-655-05 | Röttgen-Ruskin bone rongeur, curved, 5 mm, 24 cm |  | 1
40-528-20 | Langenbeck bone holding forceps, 5 mm, 20 cm |  | 1
18-016-17 | Senning TC-needle holder, 17 cm |  | 2
18-056-20 | Lichtenberg TC-needle holder, 20 cm |  | 1
57-035-00 C | BASIC INSTRUMENT SET FOR CRANIOTOMY, CONTAINER AND BASKET
10-380-13 | Tönnis knife, 13.0 cm |  | 1
10-380-19 | Tönnis knife, 19.0 cm |  | 1
10-103-01 | Scalpel handle, standard No. 3 |  | 2
10-104-01 | Scalpel handle, standard No. 4 |  | 1
15-702-27 | Gross-Maier sponge forceps, straight, 27 cm |  | 4
15-801-11 | Backhaus towel forceps, 11 cm |  | 10
15-766-14 | Allis tissue forceps, 4x5, straight, 15 cm |  | 4
11-003-16 | Surgical scissors, Fig. 2, curved, 16 cm, | sharp/blunt | 1
11-231-16 | Lexer scissors, curved, 16 cm |  | 2
11-253-17 | Tönnis-Adson scissors, curved, 17.5 cm |  | 1
11-523-17 | Schmieden-Taylor scissors, curved, 17 cm |  | 1
12-721-12 | TC Universal scissors, angled, 12 cm, | one blade serrated | 1
13-000-16 | Standard dressing forceps, straight, 16 cm |  | 2
13-100-16 | Dissecting forceps 1x2, 16 cm |  | 2
13-124-16 | Standard dissecting forceps, 2x3, 16 cm |  | 2
13-061-17 | Taylor forceps, bayonet shaped, dissector end,17cm |  | 2
15-060-12 | Halsted-Mosquito forceps, straight, 12.5 cm |  | 12
15-061-12 | Halsted-Mosquito forceps, curved, 12.5 cm |  | 12
16-050-01 | Roux retractor, Fig. 1, 14 cm |  | 2
16-008-04 | Volkmann retractor, hollow handle, 4-prongs, sharp | 22 cm | 2
16-218-16 | Weitlaner self retainig retractor, blunt, | 3x4 teeth, 16.5 cm | 1
10-032-20 | Ruler, 20 cm |  | 1
10-612-16 | Director with tip, 16 cm |  | 1
17-731-21 | Deschamps ligature needle, left, blunt, 21 cm |  | 1
20-154-20 | Dahlgren cranial opening forceps, 20 cm |  | 1
40-666-27 | Luer-Stille bone rongeur, straight, 27 cm, | strong pattern | 1
40-355-14 | Williger periosteal elevator, 4.2 mm, 13 cm |  | 1
40-355-16 | Williger periosteal elevator, 6 mm, 16 cm |  | 1
20-130-00 | Raney clip applying and removing forceps | for scalp clips, 16 cm | 1
20-131-00 | Raney scalp clip |  | 30
20-195-13 | Frazier hook, sharp, 13 cm |  | 2
20-163-06 | Sachs dissector, 6 mm, 21 cm |  | 1
20-167-21 | Milligan dissector, angled, 21 cm |  | 1
40-660-06 | Stille bone rongeur, angled, 6 mm, 23 cm |  | 1
40-663-24 | Stille-Ruskin bone rongeur, curved, 23 cm |  | 1
40-641-03 | Böhler bone rongeur, curved, 3 mm, 15.5 cm |  | 1
40-655-05 | Röttgen-Ruskin bone rongeur, curved, 5 mm, 24 cm |  | 1
40-528-20 | Langenbeck bone holding forceps, 5 mm, 20 cm |  | 1
18-016-17 | Senning TC-needle holder, 17 cm |  | 2
18-056-20 | Lichtenberg TC-needle holder, 20 cm |  | 1
55-110-62 | Container bottom, aluminium, 600 x 272 x 138 mm, | non perforated | 1
55-110-90 | Container lid, aluminium, silver, 585 x 285 mm, | perforated | 1
55-190-05 | Wire basket, 480 x 245 x 50 mm |  | 1
55-820-03 | Identification label, red |  | 1
57-035-02 | INTRA CRANIAL SURGERY INSTRUMENT SET
16-221-15 | Mollison self retaining retractor, sharp, 4x4, | 15 cm | 1
16-241-20 | Anderson-Adson self retaining retractor, sharp, | 4x4 teeth, 20 cm | 1
10-600-14 | Probe, Ø 1 mm, 14.5 cm |  | 1
10-600-16 | Probe, Ø 1 mm, 16 cm |  | 1
10-818-03 | Schmid vessel irregation cannula, Ø 3 mm |  | 1
10-818-04 | Schmid vessel irregation cannula, Ø 4 mm |  | 1
40-862-02 | Extraction pliers for wires, 18 cm |  | 1
40-873-16 | TC wire cutting forceps, double, 16 cm, | hard Ø 1.7 mm / soft Ø 2.0 mm | 1
40-466-02 | Schede bone curette, Fig. 000, 17 cm |  | 1
40-466-03 | Schede bone curette, Fig. 00, 17 cm |  | 1
40-466-04 | Schede bone curette, Fig. 0, 17 cm |  | 1
40-466-05 | Schede bone curette, Fig. 1, 17 cm |  | 1
40-466-06 | Schede bone curette, Fig. 2, 17 cm |  | 1
40-466-07 | Schede bone curette, Fig. 3, 17 cm |  | 1
40-466-08 | Schede bone curette, Fig. 4, 17 cm |  | 1
20-124-07 | Olivecrona spatula, concave, wide 7/9 mm, 18 cm |  | 1
20-124-11 | Olivecrona spatula, concave, wide 11/13 mm, 18 cm |  | 1
20-124-15 | Olivecrona spatula, concave, wide 15/18 mm, 18 cm |  | 1
20-124-18 | Olivecrona spatula, concave, wide 18/22 mm, 18 cm |  | 1
20-125-07 | Olivecrona spatula, convex, wide 7/9 mm, 18 cm |  | 1
20-125-11 | Olivecrona spatula, convex, wide 11/13 mm, 18 cm |  | 1
20-125-15 | Olivecrona spatula, convex, wide 15/18 mm, 18 cm |  | 1
20-125-18 | Olivecrona spatula, convex, wide 18/22 mm, 18 cm |  | 1
20-137-19 | McKenzie applying forceps, curved, 19 cm |  | 1
20-136-19 | McKenzie applying forceps, straight, 19 cm |  | 1
20-134-01 | Clip carrier, 1 clip holding rack |  | 1
20-188-20 | Dandy root retractor, 20 cm |  | 2
16-105-02 | Cushing hook, 19 cm Fig. 2 |  | 2
20-163-03 | Sachs dissector, 3 mm, 21 cm |  | 1
31-109-24 | Davis spatula, double, 24.5 cm |  | 1
20-160-18 | Olivecrona dissector, 18 cm |  | 1
20-167-21 | Milligan dissector, angled, 21 cm |  | 1
40-006-33 | Hajek-Kofler punch, 140 mm, 3.3 mm, 90° up |  | 1
40-027-13 | Ferris-Smith-Kerrison punch, 180 mm, 3 mm, | 90° down, with ring handle | 1
56-112-02 | Needle case perforated, with compartments | 150 x 95 x 13 mm | 1
51-103-08 | Round bowls, Ø 85 mm, H 50 mm, 0.175 l |  | 2
57-035-02 C | INTRA CRANIAL SURGERY INSTRUMENT SET, CONTAINER AND BASKET
16-221-15 | Mollison self retaining retractor, sharp, 4x4, | 15 cm | 1
16-241-20 | Anderson-Adson self retaining retractor, sharp, | 4x4 teeth, 20 cm | 1
10-600-14 | Probe, Ø 1 mm, 14.5 cm |  | 1
10-600-16 | Probe, Ø 1 mm, 16 cm |  | 1
10-818-03 | Schmid vessel irregation cannula, Ø 3 mm |  | 1
10-818-04 | Schmid vessel irregation cannula, Ø 4 mm |  | 1
40-862-02 | Extraction pliers for wires, 18 cm |  | 1
40-873-16 | TC wire cutting forceps, double, 16 cm, | hard Ø 1.7 mm / soft Ø 2.0 mm | 1
40-466-02 | Schede bone curette, Fig. 000, 17 cm |  | 1
40-466-03 | Schede bone curette, Fig. 00, 17 cm |  | 1
40-466-04 | Schede bone curette, Fig. 0, 17 cm |  | 1
40-466-05 | Schede bone curette, Fig. 1, 17 cm |  | 1
40-466-06 | Schede bone curette, Fig. 2, 17 cm |  | 1
40-466-07 | Schede bone curette, Fig. 3, 17 cm |  | 1
40-466-08 | Schede bone curette, Fig. 4, 17 cm |  | 1
20-124-07 | Olivecrona spatula, concave, wide 7/9 mm, 18 cm |  | 1
20-124-11 | Olivecrona spatula, concave, wide 11/13 mm, 18 cm |  | 1
20-124-15 | Olivecrona spatula, concave, wide 15/18 mm, 18 cm |  | 1
20-124-18 | Olivecrona spatula, concave, wide 18/22 mm, 18 cm |  | 1
20-125-07 | Olivecrona spatula, convex, wide 7/9 mm, 18 cm |  | 1
20-125-11 | Olivecrona spatula, convex, wide 11/13 mm, 18 cm |  | 1
20-125-15 | Olivecrona spatula, convex, wide 15/18 mm, 18 cm |  | 1
20-125-18 | Olivecrona spatula, convex, wide 18/22 mm, 18 cm |  | 1
20-137-19 | McKenzie applying forceps, curved, 19 cm |  | 1
20-136-19 | McKenzie applying forceps, straight, 19 cm |  | 1
20-134-01 | Clip carrier, 1 clip holding rack |  | 1
20-188-20 | Dandy root retractor, 20 cm |  | 2
16-105-02 | Cushing hook, 19 cm Fig. 2 |  | 2
20-163-03 | Sachs dissector, 3 mm, 21 cm |  | 1
31-109-24 | Davis spatula, double, 24.5 cm |  | 1
20-160-18 | Olivecrona dissector, 18 cm |  | 1
20-167-21 | Milligan dissector, angled, 21 cm |  | 1
40-006-33 | Hajek-Kofler punch, 140 mm, 3.3 mm, 90° up |  | 1
40-027-13 | Ferris-Smith-Kerrison punch, 180 mm, 3 mm, | 90° down, with ring handle | 1
56-112-02 | Needle case perforated, with compartments | 150 x 95 x 13 mm | 1
51-103-08 | Round bowls, Ø 85 mm, H 50 mm, 0.175 l |  | 2
55-110-61 | Container bottom, aluminium, 600 x 272 x 116 mm, | non perforated | 1
55-110-90 | Container lid, aluminium, silver, 585 x 285 mm, | perforated | 1
55-190-05 | Wire basket, 480 x 245 x 50 mm |  | 1
55-820-03 | Identification label, red |  | 1
57-035-04 | EMERGENCY INSTRUMENT SET
10-103-01 | Scalpel handle, standard No. 3 |  | 2
10-380-13 | Tönnis knife, 13.0 cm |  | 2
15-801-08 | Backhaus towel forceps, 8 cm |  | 4
15-801-11 | Backhaus towel forceps, 11 cm |  | 8
15-702-27 | Gross-Maier sponge forceps, straight, 27 cm |  | 4
15-766-14 | Allis tissue forceps, 4x5, straight, 15 cm |  | 2
11-003-14 | Surgical scissors, Fig. 2, curved, 14 cm, | sharp/blunt | 1
11-231-16 | Lexer scissors, curved, 16 cm |  | 1
11-523-17 | Schmieden-Taylor scissors, curved, 17 cm |  | 1
13-100-14 | Dissecting forceps 1x2, 14.5 cm |  | 2
13-061-17 | Taylor forceps, bayonet shaped, dissector end,17cm |  | 2
13-124-16 | Standard dissecting forceps, 2x3, 16 cm |  | 2
13-161-17 | Taylor dissecting forceps, bayonet shape, 17 cm, | dissector end | 2
15-060-12 | Halsted-Mosquito forceps, straight, 12.5 cm |  | 6
15-061-12 | Halsted-Mosquito forceps, curved, 12.5 cm |  | 6
10-910-16 | Yasargil suction tube, Ø 1.5 mm, 150 mm |  | 1
10-910-21 | Yasargil suction tube, Ø 2.0 mm, 150 mm |  | 1
40-355-16 | Williger periosteal elevator, 6 mm, 16 cm |  | 1
20-137-19 | McKenzie applying forceps, curved, 19 cm |  | 1
20-134-01 | Clip carrier, 1 clip holding rack |  | 1
40-135-00 | Gigli handle |  | 2
40-130-50 | Olivecrona wire saw, 500 mm |  | 1
20-158-33 | Martel wire guide, 33 cm |  | 1
20-192-18 | Sachs hook, 18.5 cm |  | 2
20-163-06 | Sachs dissector, 6 mm, 21 cm |  | 2
20-124-07 | Olivecrona spatula, concave, wide 7/9 mm, 18 cm |  | 1
20-124-11 | Olivecrona spatula, concave, wide 11/13 mm, 18 cm |  | 1
20-124-15 | Olivecrona spatula, concave, wide 15/18 mm, 18 cm |  | 1
20-124-18 | Olivecrona spatula, concave, wide 18/22 mm, 18 cm |  | 1
18-016-17 | Senning TC-needle holder, 17 cm |  | 2
18-056-20 | Lichtenberg TC-needle holder, 20 cm |  | 1
57-035-04 C | EMERGENCY INSTRUMENT SET, CONTAINER AND BASKET
10-103-01 | Scalpel handle, standard No. 3 |  | 2
10-380-13 | Tönnis knife, 13.0 cm |  | 2
15-801-08 | Backhaus towel forceps, 8 cm |  | 4
15-801-11 | Backhaus towel forceps, 11 cm |  | 8
15-702-27 | Gross-Maier sponge forceps, straight, 27 cm |  | 4
15-766-14 | Allis tissue forceps, 4x5, straight, 15 cm |  | 2
11-003-14 | Surgical scissors, Fig. 2, curved, 14 cm, | sharp/blunt | 1
11-231-16 | Lexer scissors, curved, 16 cm |  | 1
11-523-17 | Schmieden-Taylor scissors, curved, 17 cm |  | 1
13-100-14 | Dissecting forceps 1x2, 14.5 cm |  | 2
13-061-17 | Taylor forceps, bayonet shaped, dissector end,17cm |  | 2
13-124-16 | Standard dissecting forceps, 2x3, 16 cm |  | 2
13-161-17 | Taylor dissecting forceps, bayonet shape, 17 cm, | dissector end | 2
15-060-12 | Halsted-Mosquito forceps, straight, 12.5 cm |  | 6
15-061-12 | Halsted-Mosquito forceps, curved, 12.5 cm |  | 6
10-910-16 | Yasargil suction tube, Ø 1.5 mm, 150 mm |  | 1
10-910-21 | Yasargil suction tube, Ø 2.0 mm, 150 mm |  | 1
40-355-16 | Williger periosteal elevator, 6 mm, 16 cm |  | 1
20-137-19 | McKenzie applying forceps, curved, 19 cm |  | 1
20-134-01 | Clip carrier, 1 clip holding rack |  | 1
40-135-00 | Gigli handle |  | 2
40-130-50 | Olivecrona wire saw, 500 mm |  | 1
20-158-33 | Martel wire guide, 33 cm |  | 1
20-192-18 | Sachs hook, 18.5 cm |  | 2
20-163-06 | Sachs dissector, 6 mm, 21 cm |  | 2
20-124-07 | Olivecrona spatula, concave, wide 7/9 mm, 18 cm |  | 1
20-124-11 | Olivecrona spatula, concave, wide 11/13 mm, 18 cm |  | 1
20-124-15 | Olivecrona spatula, concave, wide 15/18 mm, 18 cm |  | 1
20-124-18 | Olivecrona spatula, concave, wide 18/22 mm, 18 cm |  | 1
18-016-17 | Senning TC-needle holder, 17 cm |  | 2
18-056-20 | Lichtenberg TC-needle holder, 20 cm |  | 1
55-110-61 | Container bottom, aluminium, 600 x 272 x 116 mm, | non perforated | 1
55-110-90 | Container lid, aluminium, silver, 585 x 285 mm, | perforated | 1
55-190-05 | Wire basket, 480 x 245 x 50 mm |  | 1
55-820-03 | Identification label, red |  | 1
57-035-06 | OCCIPITAL INSTRUMENT SET
10-818-03 | Schmid vessel irregation cannula, Ø 3 mm |  | 1
10-818-04 | Schmid vessel irregation cannula, Ø 4 mm |  | 1
40-617-16 | Jansen bone rongeur, strongly curved, 17.5 cm |  | 1
40-629-17 | Luer bone rongeur, curved, 17.5 cm |  | 1
40-647-20 | Marquard bone rongeur, curved, 20 cm |  | 1
40-466-02 | Schede bone curette, Fig. 000, 17 cm |  | 1
40-466-03 | Schede bone curette, Fig. 00, 17 cm |  | 1
40-466-04 | Schede bone curette, Fig. 0, 17 cm |  | 1
40-466-05 | Schede bone curette, Fig. 1, 17 cm |  | 1
40-466-06 | Schede bone curette, Fig. 2, 17 cm |  | 1
40-466-07 | Schede bone curette, Fig. 3, 17 cm |  | 1
40-466-08 | Schede bone curette, Fig. 4, 17 cm |  | 1
40-355-14 | Williger periosteal elevator, 4.2 mm, 13 cm |  | 1
40-355-16 | Williger periosteal elevator, 6 mm, 16 cm |  | 1
40-417-05 | Martin cushing periosteal elevator, 8 mm, 17 cm |  | 1
20-163-06 | Sachs dissector, 6 mm, 21 cm |  | 1
31-111-01 | Tönnis vascular spatula, 3/5 mm, 24 cm |  | 1
40-016-03 | Kerrison punch, 180 mm, 3 mm, 90° up |  | 1
40-019-03 | Kerrison punch, 180 mm, 3 mm, 90° down |  | 1
40-014-03 | Kerrison punch, 180 mm, 3 mm, 40° up |  | 1
16-074-01 | Spatula, malleable, soft, 200 x 6 mm |  | 1
16-074-03 | Spatula, malleable, soft, 200 x 10 mm |  | 1
16-074-04 | Spatula, malleable, soft, 200 x 12 mm |  | 1
16-074-05 | Spatula, malleable, soft, 200 x 17 mm |  | 2
20-124-07 | Olivecrona spatula, concave, wide 7/9 mm, 18 cm |  | 1
20-124-11 | Olivecrona spatula, concave, wide 11/13 mm, 18 cm |  | 1
20-124-15 | Olivecrona spatula, concave, wide 15/18 mm, 18 cm |  | 1
20-137-19 | McKenzie applying forceps, curved, 19 cm |  | 1
20-136-19 | McKenzie applying forceps, straight, 19 cm |  | 1
20-134-01 | Clip carrier, 1 clip holding rack |  | 1
16-105-02 | Cushing hook, 19 cm Fig. 2 |  | 2
31-692-03 | Yasargil micro raspatory, angled, 18.5 cm |  | 1
31-692-05 | Yasargil micro dissector, angled, 18.5 cm |  | 1
31-671-01 | Yasargil ligature guide, probe pointed, Fig. 1, | 18.5 cm | 1
31-675-02 | Fisch sharp hook, 90° angled, 18.5 cm |  | 1
20-188-20 | Dandy root retractor, 20 cm |  | 2
20-192-18 | Sachs hook, 18.5 cm |  | 2
51-105-11 | Round bowls, Ø 116 mm, H 35 mm, 0.30 l |  | 2
56-112-02 | Needle case perforated, with compartments | 150 x 95 x 13 mm | 2
57-035-06 C | OCCIPITAL INSTRUMENT SET, CONTAINER AND BASKET
10-818-03 | Schmid vessel irregation cannula, Ø 3 mm |  | 1
10-818-04 | Schmid vessel irregation cannula, Ø 4 mm |  | 1
40-617-16 | Jansen bone rongeur, strongly curved, 17.5 cm |  | 1
40-629-17 | Luer bone rongeur, curved, 17.5 cm |  | 1
40-647-20 | Marquard bone rongeur, curved, 20 cm |  | 1
40-466-02 | Schede bone curette, Fig. 000, 17 cm |  | 1
40-466-03 | Schede bone curette, Fig. 00, 17 cm |  | 1
40-466-04 | Schede bone curette, Fig. 0, 17 cm |  | 1
40-466-05 | Schede bone curette, Fig. 1, 17 cm |  | 1
40-466-06 | Schede bone curette, Fig. 2, 17 cm |  | 1
40-466-07 | Schede bone curette, Fig. 3, 17 cm |  | 1
40-466-08 | Schede bone curette, Fig. 4, 17 cm |  | 1
40-355-14 | Williger periosteal elevator, 4.2 mm, 13 cm |  | 1
40-355-16 | Williger periosteal elevator, 6 mm, 16 cm |  | 1
40-417-05 | Martin cushing periosteal elevator, 8 mm, 17 cm |  | 1
20-163-06 | Sachs dissector, 6 mm, 21 cm |  | 1
31-111-01 | Tönnis vascular spatula, 3/5 mm, 24 cm |  | 1
40-016-03 | Kerrison punch, 180 mm, 3 mm, 90° up |  | 1
40-019-03 | Kerrison punch, 180 mm, 3 mm, 90° down |  | 1
40-014-03 | Kerrison punch, 180 mm, 3 mm, 40° up |  | 1
16-074-01 | Spatula, malleable, soft, 200 x 6 mm |  | 1
16-074-03 | Spatula, malleable, soft, 200 x 10 mm |  | 1
16-074-04 | Spatula, malleable, soft, 200 x 12 mm |  | 1
16-074-05 | Spatula, malleable, soft, 200 x 17 mm |  | 2
20-124-07 | Olivecrona spatula, concave, wide 7/9 mm, 18 cm |  | 1
20-124-11 | Olivecrona spatula, concave, wide 11/13 mm, 18 cm |  | 1
20-124-15 | Olivecrona spatula, concave, wide 15/18 mm, 18 cm |  | 1
20-137-19 | McKenzie applying forceps, curved, 19 cm |  | 1
20-136-19 | McKenzie applying forceps, straight, 19 cm |  | 1
20-134-01 | Clip carrier, 1 clip holding rack |  | 1
16-105-02 | Cushing hook, 19 cm Fig. 2 |  | 2
31-692-03 | Yasargil micro raspatory, angled, 18.5 cm |  | 1
31-692-05 | Yasargil micro dissector, angled, 18.5 cm |  | 1
31-671-01 | Yasargil ligature guide, probe pointed, Fig. 1, | 18.5 cm | 1
31-675-02 | Fisch sharp hook, 90° angled, 18.5 cm |  | 1
20-188-20 | Dandy root retractor, 20 cm |  | 2
20-192-18 | Sachs hook, 18.5 cm |  | 2
51-105-11 | Round bowls, Ø 116 mm, H 35 mm, 0.30 l |  | 2
56-112-02 | Needle case perforated, with compartments | 150 x 95 x 13 mm | 2
55-110-61 | Container bottom, aluminium, 600 x 272 x 116 mm, | non perforated | 1
55-110-90 | Container lid, aluminium, silver, 585 x 285 mm, | perforated | 1
55-190-05 | Wire basket, 480 x 245 x 50 mm |  | 1
55-820-03 | Identification label, red |  | 1
57-035-08 | HYDROCEPHALUS SUPPLEMENT INSTRUMENT SET
11-011-12 | Surgical scissors curved, delicate, Fig.1, 12 cm | blunt/blunt | 1
13-061-17 | Taylor forceps, bayonet shaped, dissector end,17cm |  | 2
13-173-15 | Adlerkreutz forceps, 2x3, 15 cm |  | 2
15-237-18 | Gemini forceps, curved, 18 cm |  | 2
16-133-14 | Cushing vein hook, 14 mm, 20 cm |  | 2
13-034-10 | Graefe forceps, straight, 1.0 mm, 10 cm |  | 2
13-134-10 | Graefe forceps, straight, 1.0 mm, 10 cm, 1x2 teeth |  | 2
18-116-18 | Dietrich-Vascular TC-needle holder, 18 cm |  | 1
57-035-08 C | HYDROCEPHALUS SUPPLEMENT INSTRUMENT SET, CONTAINER AND BASKET
11-011-12 | Surgical scissors curved, delicate, Fig.1, 12 cm | blunt/blunt | 1
13-061-17 | Taylor forceps, bayonet shaped, dissector end,17cm |  | 2
13-173-15 | Adlerkreutz forceps, 2x3, 15 cm |  | 2
15-237-18 | Gemini forceps, curved, 18 cm |  | 2
16-133-14 | Cushing vein hook, 14 mm, 20 cm |  | 2
13-034-10 | Graefe forceps, straight, 1.0 mm, 10 cm |  | 2
13-134-10 | Graefe forceps, straight, 1.0 mm, 10 cm, 1x2 teeth |  | 2
18-116-18 | Dietrich-Vascular TC-needle holder, 18 cm |  | 1
55-510-61 | Container bottom, aluminium, 320 x 186 x 59 mm, | non perforated - for Special container | 1
55-510-90 | Container lid, aluminium, silver, 325 x 192 mm, | perforated - for Special container | 1
55-525-05 | Stainless steel tray 275 x 175 x 45mm, without lid |  | 1
55-820-03 | Identification label, red |  | 1
57-035-10 | CAROTID LIGATION INSTRUMENT SET
10-103-01 | Scalpel handle, standard No. 3 |  | 1
10-104-01 | Scalpel handle, standard No. 4 |  | 1
15-703-27 | Gross-Maier sponge forceps, curved, 27 cm |  | 4
15-702-27 | Gross-Maier sponge forceps, straight, 27 cm |  | 2
15-766-14 | Allis tissue forceps, 4x5, straight, 15 cm |  | 2
15-801-08 | Backhaus towel forceps, 8 cm |  | 2
15-801-11 | Backhaus towel forceps, 11 cm |  | 8
11-201-18 | Metzenbaum scissors, curved, Fig. 1, 18 cm |  | 1
11-231-16 | Lexer scissors, curved, 16 cm |  | 1
11-011-12 | Surgical scissors curved, delicate, Fig.1, 12 cm | blunt/blunt | 1
11-236-11 | Strabismus scissors, straight, 11 cm |  | 1
11-003-16 | Surgical scissors, Fig. 2, curved, 16 cm, | sharp/blunt | 1
13-100-14 | Dissecting forceps 1x2, 14.5 cm |  | 2
13-000-14 | Standard dressing forceps, straight, 14.5 cm |  | 2
15-061-12 | Halsted-Mosquito forceps, curved, 12.5 cm |  | 6
15-060-12 | Halsted-Mosquito forceps, straight, 12.5 cm |  | 6
15-237-18 | Gemini forceps, curved, 18 cm |  | 2
16-133-14 | Cushing vein hook, 14 mm, 20 cm |  | 2
16-118-04 | Hook, fine, 4 prongs, blunt, 16 cm |  | 2
18-004-18 | De Bakey TC-needle holder, 18 cm, | Mayo Hegar delicate | 2
16-105-02 | Cushing hook, 19 cm Fig. 2 |  | 1
51-105-11 | Round bowls, Ø 116 mm, H 35 mm, 0.30 l |  | 1
57-035-10 C | CAROTID LIGATION INSTRUMENT SET, CONTAINER AND BASKET
10-103-01 | Scalpel handle, standard No. 3 |  | 1
10-104-01 | Scalpel handle, standard No. 4 |  | 1
15-703-27 | Gross-Maier sponge forceps, curved, 27 cm |  | 4
15-702-27 | Gross-Maier sponge forceps, straight, 27 cm |  | 2
15-766-14 | Allis tissue forceps, 4x5, straight, 15 cm |  | 2
15-801-08 | Backhaus towel forceps, 8 cm |  | 2
15-801-11 | Backhaus towel forceps, 11 cm |  | 8
11-201-18 | Metzenbaum scissors, curved, Fig. 1, 18 cm |  | 1
11-231-16 | Lexer scissors, curved, 16 cm |  | 1
11-011-12 | Surgical scissors curved, delicate, Fig.1, 12 cm | blunt/blunt | 1
11-236-11 | Strabismus scissors, straight, 11 cm |  | 1
11-003-16 | Surgical scissors, Fig. 2, curved, 16 cm, | sharp/blunt | 1
13-100-14 | Dissecting forceps 1x2, 14.5 cm |  | 2
13-000-14 | Standard dressing forceps, straight, 14.5 cm |  | 2
15-061-12 | Halsted-Mosquito forceps, curved, 12.5 cm |  | 6
15-060-12 | Halsted-Mosquito forceps, straight, 12.5 cm |  | 6
15-237-18 | Gemini forceps, curved, 18 cm |  | 2
16-133-14 | Cushing vein hook, 14 mm, 20 cm |  | 2
16-118-04 | Hook, fine, 4 prongs, blunt, 16 cm |  | 2
18-004-18 | De Bakey TC-needle holder, 18 cm, | Mayo Hegar delicate | 2
16-105-02 | Cushing hook, 19 cm Fig. 2 |  | 1
51-105-11 | Round bowls, Ø 116 mm, H 35 mm, 0.30 l |  | 1
55-310-60 | Container bottom, aluminium, 310 x 272 x 96 mm, | non perforated | 1
55-310-90 | Container lid, aluminium, silver, 295 x 280 mm, | perforated | 1
55-390-05 | Wire basket, 246 x 246 x 50 mm |  | 1
55-820-03 | Identification label, red |  | 1
57-035-12 | WIRE SAW SET
40-135-00 | Gigli handle |  | 2
40-130-50 | Olivecrona wire saw, 500 mm |  | 1
40-130-60 | Olivecrona wire saw, 600 mm |  | 1
57-035-12 C | WIRE SAW SET, CONTAINER AND BASKET
40-135-00 | Gigli handle |  | 2
40-130-50 | Olivecrona wire saw, 500 mm |  | 1
40-130-60 | Olivecrona wire saw, 600 mm |  | 1
55-510-61 | Container bottom, aluminium, 320 x 186 x 59 mm, | non perforated - for Special container | 1
55-510-90 | Container lid, aluminium, silver, 325 x 192 mm, | perforated - for Special container | 1
55-525-05 | Stainless steel tray 275 x 175 x 45mm, without lid |  | 1
55-820-03 | Identification label, red |  | 1
57-035-14 | APPLYING FORCEPS FOR MC KENZIE CLIPS
20-136-15 | McKenzie applying forceps, straight, 15 cm |  | 1
20-137-19 | McKenzie applying forceps, curved, 19 cm |  | 1
57-035-14 C | APPLYING FORCEPS FOR MC KENZIE CLIPS CONTAINER AND BASKET
20-136-15 | McKenzie applying forceps, straight, 15 cm |  | 1
20-137-19 | McKenzie applying forceps, curved, 19 cm |  | 1
20-133-00 | McKenzie clips (100 pieces) |  | 1
55-510-61 | Container bottom, aluminium, 320 x 186 x 59 mm, | non perforated - for Special container | 1
55-510-90 | Container lid, aluminium, silver, 325 x 192 mm, | perforated - for Special container | 1
55-525-05 | Stainless steel tray 275 x 175 x 45mm, without lid |  | 1
55-820-03 | Identification label, red |  | 1
57-035-16 | MICRO INSTRUMENTS SET
40-355-14 | Williger periosteal elevator, 4.2 mm, 13 cm |  | 1
31-692-05 | Yasargil micro dissector, angled, 18.5 cm |  | 1
31-673-01 | Krayenbühl vessel hook, Fig. 1 |  | 1
31-673-03 | Krayenbühl vessel hook, Fig. 3 |  | 1
18-613-18 | Castroviejo micro TC-needle holder, with catch, | curved, serrated, 18 cm | 1
11-636-18 | Yasargil micro scissors, straight, 18.5 cm |  | 1
11-637-18 | Jacobson micro scissors, curved, 18.5 cm |  | 1
57-035-16 C | MICRO INSTRUMENTS SET, CONTAINER AND BASKET
40-355-14 | Williger periosteal elevator, 4.2 mm, 13 cm |  | 1
31-692-05 | Yasargil micro dissector, angled, 18.5 cm |  | 1
31-673-01 | Krayenbühl vessel hook, Fig. 1 |  | 1
31-673-03 | Krayenbühl vessel hook, Fig. 3 |  | 1
18-613-18 | Castroviejo micro TC-needle holder, with catch, | curved, serrated, 18 cm | 1
11-636-18 | Yasargil micro scissors, straight, 18.5 cm |  | 1
11-637-18 | Jacobson micro scissors, curved, 18.5 cm |  | 1
55-510-61 | Container bottom, aluminium, 320 x 186 x 59 mm, | non perforated - for Special container | 1
55-510-90 | Container lid, aluminium, silver, 325 x 192 mm, | perforated - for Special container | 1
55-525-05 | Stainless steel tray 275 x 175 x 45mm, without lid |  | 1
55-820-03 | Identification label, red |  | 1
57-035-18 | CRUTCHFIELD SET
10-103-01 | Scalpel handle, standard No. 3 |  | 1
11-003-14 | Surgical scissors, Fig. 2, curved, 14 cm, | sharp/blunt | 1
13-100-14 | Dissecting forceps 1x2, 14.5 cm |  | 1
17-014-15 | Crile-Wood needle holder, 15 cm |  | 1
40-912-00 | Stille hand drill, complete with 9 different | drills from 2.5 - 16.0 mm | 1
20-152-35 | Drill point for crutchfield, Ø 3.5 mm |  | 1
20-152-50 | Drill point for crutchfield, Ø 5.0 mm |  | 1
20-150-01 | Crutchfield cervical traction tong,small |  | 1
20-150-02 | Crutchfield cervical traction tong, medium size |  | 1
57-035-18 C | CRUTCHFIELD SET, CONTAINER AND BASKET
10-103-01 | Scalpel handle, standard No. 3 |  | 1
11-003-14 | Surgical scissors, Fig. 2, curved, 14 cm, | sharp/blunt | 1
13-100-14 | Dissecting forceps 1x2, 14.5 cm |  | 1
17-014-15 | Crile-Wood needle holder, 15 cm |  | 1
40-912-00 | Stille hand drill, complete with 9 different | drills from 2.5 - 16.0 mm | 1
20-152-35 | Drill point for crutchfield, Ø 3.5 mm |  | 1
20-152-50 | Drill point for crutchfield, Ø 5.0 mm |  | 1
20-150-01 | Crutchfield cervical traction tong,small |  | 1
20-150-02 | Crutchfield cervical traction tong, medium size |  | 1
55-310-60 | Container bottom, aluminium, 310 x 272 x 96 mm, | non perforated | 1
55-310-90 | Container lid, aluminium, silver, 295 x 280 mm, | perforated | 1
55-390-05 | Wire basket, 246 x 246 x 50 mm |  | 1
55-820-03 | Identification label, red |  | 1
57-035-20 | PERIPHERE NERVS INSTRUMENTS SET
10-103-01 | Scalpel handle, standard No. 3 |  | 2
10-104-01 | Scalpel handle, standard No. 4 |  | 1
15-703-27 | Gross-Maier sponge forceps, curved, 27 cm |  | 4
15-702-27 | Gross-Maier sponge forceps, straight, 27 cm |  | 2
15-766-14 | Allis tissue forceps, 4x5, straight, 15 cm |  | 2
15-801-08 | Backhaus towel forceps, 8 cm |  | 4
15-801-11 | Backhaus towel forceps, 11 cm |  | 8
11-230-16 | Lexer scissors, straight, 16 cm |  | 2
11-227-15 | Metzenbaum scissors,short blade, curved, 15 cm |  | 1
11-411-15 | Dissecting scissors, curved, 15 cm |  | 1
11-410-15 | Dissecting scissors, straight, 15 cm |  | 1
11-003-16 | Surgical scissors, Fig. 2, curved, 16 cm, | sharp/blunt | 1
11-011-12 | Surgical scissors curved, delicate, Fig.1, 12 cm | blunt/blunt | 1
11-441-11 | Iris scissors (M), curved, 11 cm |  | 1
12-721-12 | TC Universal scissors, angled, 12 cm, | one blade serrated | 1
13-210-16 | De Bakey forceps, 1.5 mm, straight, 16 cm |  | 2
13-100-14 | Dissecting forceps 1x2, 14.5 cm |  | 2
13-000-14 | Standard dressing forceps, straight, 14.5 cm |  | 2
13-144-12 | Micro-Adson forceps, 1x2, 12 cm |  | 2
15-061-12 | Halsted-Mosquito forceps, curved, 12.5 cm |  | 10
15-060-12 | Halsted-Mosquito forceps, straight, 12.5 cm |  | 10
15-273-18 | Baby-Adson forceps, curved, 18 cm |  | 2
15-237-20 | Gemini forceps, curved, 20 cm |  | 2
16-133-14 | Cushing vein hook, 14 mm, 20 cm |  | 2
16-118-04 | Hook, fine, 4 prongs, blunt, 16 cm |  | 2
16-018-02 | Langenbeck retractor, 30x14 mm |  | 2
16-218-16 | Weitlaner self retainig retractor, blunt, | 3x4 teeth, 16.5 cm | 1
16-218-13 | Weitlaner self retainig retractor, blunt, | 3x4 teeth, 13.5 cm | 1
16-007-03 | Kocher retractor, 3-prongs, blunt, 22 cm |  | 2
16-007-04 | Kocher retractor, 4-prongs, blunt, 22 cm |  | 2
16-050-01 | Roux retractor, Fig. 1, 14 cm |  | 1
10-600-16 | Probe, Ø 1 mm, 16 cm |  | 1
10-600-14 | Probe, Ø 1 mm, 14.5 cm |  | 1
10-613-14 | Doyen director, curved, 14 cm |  | 1
10-032-15 | Ruler, 15 cm |  | 1
10-905-04 | Adson suction tube, Ø 4 mm, WL. 14.5 cm, | total length 21 cm | 1
10-910-16 | Yasargil suction tube, Ø 1.5 mm, 150 mm |  | 1
18-012-15 | Crile-Wood TC-needle holder, 15 cm |  | 1
18-004-18 | De Bakey TC-needle holder, 18 cm, | Mayo Hegar delicate | 2
17-721-13 | Kronecker ligature needle, for right hand, 13 cm |  | 1
40-355-14 | Williger periosteal elevator, 4.2 mm, 13 cm |  | 1
31-692-04 | Yasargil micro raspatory, angled, 18.5 cm |  | 1
16-105-01 | Cushing hook, 19 cm Fig. 1 |  | 2
56-112-02 | Needle case perforated, with compartments | 150 x 95 x 13 mm | 1
51-105-11 | Round bowls, Ø 116 mm, H 35 mm, 0.30 l |  | 2
57-035-20 C | PERIPHERE NERVS INSTRUMENTS SET, CONTAINER AND BASKET
10-103-01 | Scalpel handle, standard No. 3 |  | 2
10-104-01 | Scalpel handle, standard No. 4 |  | 1
15-703-27 | Gross-Maier sponge forceps, curved, 27 cm |  | 4
15-702-27 | Gross-Maier sponge forceps, straight, 27 cm |  | 2
15-766-14 | Allis tissue forceps, 4x5, straight, 15 cm |  | 2
15-801-08 | Backhaus towel forceps, 8 cm |  | 4
15-801-11 | Backhaus towel forceps, 11 cm |  | 8
11-230-16 | Lexer scissors, straight, 16 cm |  | 2
11-227-15 | Metzenbaum scissors,short blade, curved, 15 cm |  | 1
11-411-15 | Dissecting scissors, curved, 15 cm |  | 1
11-410-15 | Dissecting scissors, straight, 15 cm |  | 1
11-003-16 | Surgical scissors, Fig. 2, curved, 16 cm, | sharp/blunt | 1
11-011-12 | Surgical scissors curved, delicate, Fig.1, 12 cm | blunt/blunt | 1
11-441-11 | Iris scissors (M), curved, 11 cm |  | 1
12-721-12 | TC Universal scissors, angled, 12 cm, | one blade serrated | 1
13-210-16 | De Bakey forceps, 1.5 mm, straight, 16 cm |  | 2
13-100-14 | Dissecting forceps 1x2, 14.5 cm |  | 2
13-000-14 | Standard dressing forceps, straight, 14.5 cm |  | 2
13-144-12 | Micro-Adson forceps, 1x2, 12 cm |  | 2
15-061-12 | Halsted-Mosquito forceps, curved, 12.5 cm |  | 10
15-060-12 | Halsted-Mosquito forceps, straight, 12.5 cm |  | 10
15-273-18 | Baby-Adson forceps, curved, 18 cm |  | 2
15-237-20 | Gemini forceps, curved, 20 cm |  | 2
16-133-14 | Cushing vein hook, 14 mm, 20 cm |  | 2
16-118-04 | Hook, fine, 4 prongs, blunt, 16 cm |  | 2
16-018-02 | Langenbeck retractor, 30x14 mm |  | 2
16-218-16 | Weitlaner self retainig retractor, blunt, | 3x4 teeth, 16.5 cm | 1
16-218-13 | Weitlaner self retainig retractor, blunt, | 3x4 teeth, 13.5 cm | 1
16-007-03 | Kocher retractor, 3-prongs, blunt, 22 cm |  | 2
16-007-04 | Kocher retractor, 4-prongs, blunt, 22 cm |  | 2
16-050-01 | Roux retractor, Fig. 1, 14 cm |  | 1
10-600-16 | Probe, Ø 1 mm, 16 cm |  | 1
10-600-14 | Probe, Ø 1 mm, 14.5 cm |  | 1
10-613-14 | Doyen director, curved, 14 cm |  | 1
10-032-15 | Ruler, 15 cm |  | 1
10-905-04 | Adson suction tube, Ø 4 mm, WL. 14.5 cm, | total length 21 cm | 1
10-910-16 | Yasargil suction tube, Ø 1.5 mm, 150 mm |  | 1
18-012-15 | Crile-Wood TC-needle holder, 15 cm |  | 1
18-004-18 | De Bakey TC-needle holder, 18 cm, | Mayo Hegar delicate | 2
17-721-13 | Kronecker ligature needle, for right hand, 13 cm |  | 1
40-355-14 | Williger periosteal elevator, 4.2 mm, 13 cm |  | 1
31-692-04 | Yasargil micro raspatory, angled, 18.5 cm |  | 1
16-105-01 | Cushing hook, 19 cm Fig. 1 |  | 2
56-112-02 | Needle case perforated, with compartments | 150 x 95 x 13 mm | 1
51-105-11 | Round bowls, Ø 116 mm, H 35 mm, 0.30 l |  | 2
55-110-61 | Container bottom, aluminium, 600 x 272 x 116 mm, | non perforated | 1
55-110-90 | Container lid, aluminium, silver, 585 x 285 mm, | perforated | 1
55-190-05 | Wire basket, 480 x 245 x 50 mm |  | 1
55-820-03 | Identification label, red |  | 1
57-035-22 | MICRO NERVE INSTRUMENTS SET
15-062-10 | Micro-Mosquito forceps, straight, 10 cm |  | 5
15-063-10 | Micro-Mosquito forceps, curved, 10 cm |  | 5
16-108-01 | Graefe-Micro-Hook, sharp, 15 cm |  | 2
17-608-14 | Castroviejo micro needle holder with catch, | straight, 1.0 mm, 14 cm | 1
31-611-13 | Scalpel handle, round, 13.5 cm |  | 1
10-265-65 | Micro scalpel blades Fig. 65, sterile, Unit 10pcs. |  | 1
11-599-30 | Gills Welsch aftercataract scissors, straight, 8cm |  | 1
11-599-31 | Gills Welsch aftercataract scissors, curved, 8 cm |  | 1
57-035-22 C | MICRO NERVE INSTRUMENTS SET, CONTAINER AND BASKET
15-062-10 | Micro-Mosquito forceps, straight, 10 cm |  | 5
15-063-10 | Micro-Mosquito forceps, curved, 10 cm |  | 5
16-108-01 | Graefe-Micro-Hook, sharp, 15 cm |  | 2
17-608-14 | Castroviejo micro needle holder with catch, | straight, 1.0 mm, 14 cm | 1
31-611-13 | Scalpel handle, round, 13.5 cm |  | 1
10-265-65 | Micro scalpel blades Fig. 65, sterile, Unit 10pcs. |  | 1
11-599-30 | Gills Welsch aftercataract scissors, straight, 8cm |  | 1
11-599-31 | Gills Welsch aftercataract scissors, curved, 8 cm |  | 1
55-510-61 | Container bottom, aluminium, 320 x 186 x 59 mm, | non perforated - for Special container | 1
55-510-90 | Container lid, aluminium, silver, 325 x 192 mm, | perforated - for Special container | 1
55-525-05 | Stainless steel tray 275 x 175 x 45mm, without lid |  | 1
55-820-03 | Identification label, red |  | 1
57-035-24 | CARPAL TUNNEL INSTRUMENTS SET
15-801-08 | Backhaus towel forceps, 8 cm |  | 6
10-103-01 | Scalpel handle, standard No. 3 |  | 1
10-103-06 | Scalpel handle No. 7 |  | 1
15-702-27 | Gross-Maier sponge forceps, straight, 27 cm |  | 4
15-766-14 | Allis tissue forceps, 4x5, straight, 15 cm |  | 2
13-142-12 | Adson dissecting forceps, 1x2, 12 cm |  | 2
13-042-12 | Adson dressing forceps, 12 cm |  | 2
13-100-14 | Dissecting forceps 1x2, 14.5 cm |  | 2
13-000-14 | Standard dressing forceps, straight, 14.5 cm |  | 2
13-054-12 | Semken forceps, straight, 12 cm |  | 1
11-011-12 | Surgical scissors curved, delicate, Fig.1, 12 cm | blunt/blunt | 1
11-211-14 | Metzenbaum scissors, delicate, curved, | blunt/blunt, 14 cm | 1
11-003-14 | Surgical scissors, Fig. 2, curved, 14 cm, | sharp/blunt | 1
11-441-11 | Iris scissors (M), curved, 11 cm |  | 1
15-061-12 | Halsted-Mosquito forceps, curved, 12.5 cm |  | 6
15-060-12 | Halsted-Mosquito forceps, straight, 12.5 cm |  | 6
15-265-18 | Mixter forceps, delicate, curved, 18 cm |  | 1
15-237-18 | Gemini forceps, curved, 18 cm |  | 1
16-133-14 | Cushing vein hook, 14 mm, 20 cm |  | 2
16-119-01 | retractor, 2 prongs, blunt, 14x8 mm, 16 cm |  | 2
16-140-10 | Mini-Langenbeck retractor, 10 x 6 mm, 16 cm |  | 2
16-118-04 | Hook, fine, 4 prongs, blunt, 16 cm |  | 2
16-218-16 | Weitlaner self retainig retractor, blunt, | 3x4 teeth, 16.5 cm | 1
18-012-15 | Crile-Wood TC-needle holder, 15 cm |  | 1
51-105-11 | Round bowls, Ø 116 mm, H 35 mm, 0.30 l |  | 1
57-035-24 C | CARPAL TUNNEL INSTRUMENTS SET,CONTAINER AND BASKET
15-801-08 | Backhaus towel forceps, 8 cm |  | 6
10-103-01 | Scalpel handle, standard No. 3 |  | 1
10-103-06 | Scalpel handle No. 7 |  | 1
15-702-27 | Gross-Maier sponge forceps, straight, 27 cm |  | 4
15-766-14 | Allis tissue forceps, 4x5, straight, 15 cm |  | 2
13-142-12 | Adson dissecting forceps, 1x2, 12 cm |  | 2
13-042-12 | Adson dressing forceps, 12 cm |  | 2
13-100-14 | Dissecting forceps 1x2, 14.5 cm |  | 2
13-000-14 | Standard dressing forceps, straight, 14.5 cm |  | 2
13-054-12 | Semken forceps, straight, 12 cm |  | 1
11-011-12 | Surgical scissors curved, delicate, Fig.1, 12 cm | blunt/blunt | 1
11-211-14 | Metzenbaum scissors, delicate, curved, | blunt/blunt, 14 cm | 1
11-003-14 | Surgical scissors, Fig. 2, curved, 14 cm, | sharp/blunt | 1
11-441-11 | Iris scissors (M), curved, 11 cm |  | 1
15-061-12 | Halsted-Mosquito forceps, curved, 12.5 cm |  | 6
15-060-12 | Halsted-Mosquito forceps, straight, 12.5 cm |  | 6
15-265-18 | Mixter forceps, delicate, curved, 18 cm |  | 1
15-237-18 | Gemini forceps, curved, 18 cm |  | 1
16-133-14 | Cushing vein hook, 14 mm, 20 cm |  | 2
16-119-01 | retractor, 2 prongs, blunt, 14x8 mm, 16 cm |  | 2
16-140-10 | Mini-Langenbeck retractor, 10 x 6 mm, 16 cm |  | 2
16-118-04 | Hook, fine, 4 prongs, blunt, 16 cm |  | 2
16-218-16 | Weitlaner self retainig retractor, blunt, | 3x4 teeth, 16.5 cm | 1
18-012-15 | Crile-Wood TC-needle holder, 15 cm |  | 1
51-105-11 | Round bowls, Ø 116 mm, H 35 mm, 0.30 l |  | 1
55-310-60 | Container bottom, aluminium, 310 x 272 x 96 mm, | non perforated | 1
55-310-90 | Container lid, aluminium, silver, 295 x 280 mm, | perforated | 1
55-390-05 | Wire basket, 246 x 246 x 50 mm |  | 1
55-820-03 | Identification label, red |  | 1
57-035-26 | LAMINECTOMY INSTRUMENTS SET
15-736-25 | Förster-Ballenger forceps, straight, 25 cm |  | 6
15-801-11 | Backhaus towel forceps, 11 cm |  | 10
10-104-01 | Scalpel handle, standard No. 4 |  | 3
10-103-01 | Scalpel handle, standard No. 3 |  | 2
12-231-16 | TC Mayo-Lexer scissors, curved, 16 cm |  | 2
12-201-20 | TC Metzenbaum scissors, curved, 20 cm |  | 1
11-002-14 | Surgical scissors, Fig. 2, straight, 14 cm, | sharp/blunt | 1
14-050-15 | TC Mc Indoe forceps, dressing, 15 cm |  | 2
13-000-20 | Standard dressing forceps, straight, 20 cm |  | 1
13-100-20 | Dissecting forceps 1x2, 20 cm |  | 1
13-066-17 | Cushing forceps, straight, 17.5 cm |  | 2
13-166-17 | Cushing tissue forceps, straight, 17 cm |  | 1
13-061-17 | Taylor forceps, bayonet shaped, dissector end,17cm |  | 1
13-161-17 | Taylor dissecting forceps, bayonet shape, 17 cm, | dissector end | 1
15-060-12 | Halsted-Mosquito forceps, straight, 12.5 cm |  | 12
15-061-12 | Halsted-Mosquito forceps, curved, 12.5 cm |  | 12
40-719-27 | Liston-Key bone cutting forceps, angled, 25.5 cm |  | 1
40-665-22 | Luer-Stille bone rongeur, curved, 22 cm |  | 1
40-662-03 | Leksell-Stille bone rongeur, 3 mm, 24 cm |  | 1
40-029-02 | Colclough punch, 150 mm, 5 mm, 90° up |  | 1
40-016-05 | Kerrison punch, 180 mm, 5 mm, 90° up |  | 1
40-049-03 | Love-Gruenwald rongeur, 130 mm, 3 mm, 30° down |  | 1
40-465-02 | Bruns bone curette, Fig. 000, 17 cm |  | 1
40-465-03 | Bruns bone curette, Fig. 00, 17 cm |  | 1
40-465-04 | Bruns bone curette, Fig. 0, 17 cm |  | 1
40-465-05 | Bruns bone curette, Fig. 1, 17 cm |  | 1
40-465-06 | Bruns bone curette, Fig. 2, 17 cm |  | 1
40-465-07 | Bruns bone curette, Fig. 3, 17 cm |  | 1
40-465-08 | Bruns bone curette, Fig. 4, 17 cm |  | 1
40-465-09 | Bruns bone curette, Fig. 5, 17 cm |  | 1
40-465-10 | Bruns bone curette, Fig. 6, 17 cm |  | 1
20-172-02 | Love root retractor, 45 °, 18 cm |  | 2
20-172-03 | Love root retractor, 90 °, 14 cm |  | 2
20-360-01 | Cloward retractor, 25 cm only |  | 1
20-362-02 | Cloward blade, sharp, 40 mm |  | 1
20-362-03 | Cloward blade, sharp, 45 mm |  | 1
20-362-04 | Cloward blade, sharp, 50 mm |  | 1
20-362-05 | Cloward blade, sharp, 55 mm |  | 1
16-243-20 | Weitlaner self Ret retractor, sharp, 3x4, 20 cm |  | 1
20-177-19 | Scoville root retractor, angled, 8 mm, 19 cm |  | 1
16-003-04 | Volkmann retractor, 4-prongs, blunt, 22 cm |  | 2
16-134-14 | Cushing vein hook, 14 mm, 24 cm |  | 2
40-423-03 | Langenbeck elevator, 8 mm, 19.5 cm |  | 2
40-401-02 | Langenbeck periosteal elevator, 16 mm, 19 cm |  | 2
31-100-01 | Penfield dissector, Fig. 1, 17.5 cm |  | 1
31-100-03 | Penfield dissector, Fig. 3, 19.5 cm |  | 1
20-188-20 | Dandy root retractor, 20 cm |  | 2
10-902-10 | Frazier suction tube, 30°, 13 cm, 10 Charr. |  | 2
10-902-12 | Frazier suction tube, 30°, 13 cm, 12 Charr. |  | 2
20-137-19 | McKenzie applying forceps, curved, 19 cm |  | 1
20-134-01 | Clip carrier, 1 clip holding rack |  | 1
18-004-20 | De Bakey TC-needle holder, 20 cm, | Mayo Hegar delicate | 2
20-376-27 | Inge lamina spreader, 27.5 cm |  | 1
51-103-08 | Round bowls, Ø 85 mm, H 50 mm, 0.175 l |  | 1
51-103-11 | Round bowls, Ø 100 mm, H 50 mm, 0.25 l |  | 1
57-035-26 C | LAMINECTOMY INSTRUMENTS SET, CONTAINER AND BASKET
15-736-25 | Förster-Ballenger forceps, straight, 25 cm |  | 6
15-801-11 | Backhaus towel forceps, 11 cm |  | 10
10-104-01 | Scalpel handle, standard No. 4 |  | 3
10-103-01 | Scalpel handle, standard No. 3 |  | 2
12-231-16 | TC Mayo-Lexer scissors, curved, 16 cm |  | 2
12-201-20 | TC Metzenbaum scissors, curved, 20 cm |  | 1
11-002-14 | Surgical scissors, Fig. 2, straight, 14 cm, | sharp/blunt | 1
14-050-15 | TC Mc Indoe forceps, dressing, 15 cm |  | 2
13-000-20 | Standard dressing forceps, straight, 20 cm |  | 1
13-100-20 | Dissecting forceps 1x2, 20 cm |  | 1
13-066-17 | Cushing forceps, straight, 17.5 cm |  | 2
13-166-17 | Cushing tissue forceps, straight, 17 cm |  | 1
13-061-17 | Taylor forceps, bayonet shaped, dissector end,17cm |  | 1
13-161-17 | Taylor dissecting forceps, bayonet shape, 17 cm, | dissector end | 1
15-060-12 | Halsted-Mosquito forceps, straight, 12.5 cm |  | 12
15-061-12 | Halsted-Mosquito forceps, curved, 12.5 cm |  | 12
40-719-27 | Liston-Key bone cutting forceps, angled, 25.5 cm |  | 1
40-665-22 | Luer-Stille bone rongeur, curved, 22 cm |  | 1
40-662-03 | Leksell-Stille bone rongeur, 3 mm, 24 cm |  | 1
40-029-02 | Colclough punch, 150 mm, 5 mm, 90° up |  | 1
40-016-05 | Kerrison punch, 180 mm, 5 mm, 90° up |  | 1
40-049-03 | Love-Gruenwald rongeur, 130 mm, 3 mm, 30° down |  | 1
40-465-02 | Bruns bone curette, Fig. 000, 17 cm |  | 1
40-465-03 | Bruns bone curette, Fig. 00, 17 cm |  | 1
40-465-04 | Bruns bone curette, Fig. 0, 17 cm |  | 1
40-465-05 | Bruns bone curette, Fig. 1, 17 cm |  | 1
40-465-06 | Bruns bone curette, Fig. 2, 17 cm |  | 1
40-465-07 | Bruns bone curette, Fig. 3, 17 cm |  | 1
40-465-08 | Bruns bone curette, Fig. 4, 17 cm |  | 1
40-465-09 | Bruns bone curette, Fig. 5, 17 cm |  | 1
40-465-10 | Bruns bone curette, Fig. 6, 17 cm |  | 1
20-172-02 | Love root retractor, 45 °, 18 cm |  | 2
20-172-03 | Love root retractor, 90 °, 14 cm |  | 2
20-360-01 | Cloward retractor, 25 cm only |  | 1
20-362-02 | Cloward blade, sharp, 40 mm |  | 1
20-362-03 | Cloward blade, sharp, 45 mm |  | 1
20-362-04 | Cloward blade, sharp, 50 mm |  | 1
20-362-05 | Cloward blade, sharp, 55 mm |  | 1
16-243-20 | Weitlaner self Ret retractor, sharp, 3x4, 20 cm |  | 1
20-177-19 | Scoville root retractor, angled, 8 mm, 19 cm |  | 1
16-003-04 | Volkmann retractor, 4-prongs, blunt, 22 cm |  | 2
16-134-14 | Cushing vein hook, 14 mm, 24 cm |  | 2
40-423-03 | Langenbeck elevator, 8 mm, 19.5 cm |  | 2
40-401-02 | Langenbeck periosteal elevator, 16 mm, 19 cm |  | 2
31-100-01 | Penfield dissector, Fig. 1, 17.5 cm |  | 1
31-100-03 | Penfield dissector, Fig. 3, 19.5 cm |  | 1
20-188-20 | Dandy root retractor, 20 cm |  | 2
10-902-10 | Frazier suction tube, 30°, 13 cm, 10 Charr. |  | 2
10-902-12 | Frazier suction tube, 30°, 13 cm, 12 Charr. |  | 2
20-137-19 | McKenzie applying forceps, curved, 19 cm |  | 1
20-134-01 | Clip carrier, 1 clip holding rack |  | 1
18-004-20 | De Bakey TC-needle holder, 20 cm, | Mayo Hegar delicate | 2
20-376-27 | Inge lamina spreader, 27.5 cm |  | 1
51-103-08 | Round bowls, Ø 85 mm, H 50 mm, 0.175 l |  | 1
51-103-11 | Round bowls, Ø 100 mm, H 50 mm, 0.25 l |  | 1
55-110-62 | Container bottom, aluminium, 600 x 272 x 138 mm, | non perforated | 1
55-110-90 | Container lid, aluminium, silver, 585 x 285 mm, | perforated | 1
55-190-05 | Wire basket, 480 x 245 x 50 mm |  | 1
55-820-03 | Identification label, red |  | 1
57-035-28 | LAMINECTOMY INSTRUMENTS SET FOR CHILDREN
20-362-01 | Cloward retractor, 15 cm only |  | 1
20-362-12 | Cloward blade, blunt, 40 mm |  | 1
20-362-13 | Cloward blade, blunt, 45 mm |  | 1
20-362-14 | Cloward blade, blunt, 50 mm |  | 1
20-362-15 | Cloward blade, blunt, 55 mm |  | 1
20-362-16 | Cloward blade, blunt, 60 mm |  | 1
16-253-16 | Adson self retaining retractor, hinged, blunt, | 16.5 cm | 1
40-355-14 | Williger periosteal elevator, 4.2 mm, 13 cm |  | 1
40-355-16 | Williger periosteal elevator, 6 mm, 16 cm |  | 1
40-466-02 | Schede bone curette, Fig. 000, 17 cm |  | 1
40-466-03 | Schede bone curette, Fig. 00, 17 cm |  | 1
40-466-04 | Schede bone curette, Fig. 0, 17 cm |  | 1
40-704-19 | Cottle-Kazanjian bone cutting forceps, straight, | 18.5 cm | 1
20-375-01 | Inge lamina spreader, 17 cm (A) |  | 1
40-016-01 | Kerrison punch, 180 mm, 1 mm, 90° up |  | 1
40-019-01 | Kerrison punch, 180 mm, 1 mm, 90° down |  | 1
40-014-01 | Kerrison punch, 180 mm, 1 mm, 40° up |  | 1
40-046-02 | Cushing rongeur, 130 mm, 2 mm, straight |  | 1
40-047-02 | Cushing rongeur, 130 mm, 2 mm, 30° up |  | 1
57-035-28 C | LAMINECTOMY INSTRUMENTS SET FOR CHILDREN, CONTAINER AND BASKET
20-362-01 | Cloward retractor, 15 cm only |  | 1
20-362-12 | Cloward blade, blunt, 40 mm |  | 1
20-362-13 | Cloward blade, blunt, 45 mm |  | 1
20-362-14 | Cloward blade, blunt, 50 mm |  | 1
20-362-15 | Cloward blade, blunt, 55 mm |  | 1
20-362-16 | Cloward blade, blunt, 60 mm |  | 1
16-253-16 | Adson self retaining retractor, hinged, blunt, | 16.5 cm | 1
40-355-14 | Williger periosteal elevator, 4.2 mm, 13 cm |  | 1
40-355-16 | Williger periosteal elevator, 6 mm, 16 cm |  | 1
40-466-02 | Schede bone curette, Fig. 000, 17 cm |  | 1
40-466-03 | Schede bone curette, Fig. 00, 17 cm |  | 1
40-466-04 | Schede bone curette, Fig. 0, 17 cm |  | 1
40-704-19 | Cottle-Kazanjian bone cutting forceps, straight, | 18.5 cm | 1
20-375-01 | Inge lamina spreader, 17 cm (A) |  | 1
40-016-01 | Kerrison punch, 180 mm, 1 mm, 90° up |  | 1
40-019-01 | Kerrison punch, 180 mm, 1 mm, 90° down |  | 1
40-014-01 | Kerrison punch, 180 mm, 1 mm, 40° up |  | 1
40-046-02 | Cushing rongeur, 130 mm, 2 mm, straight |  | 1
40-047-02 | Cushing rongeur, 130 mm, 2 mm, 30° up |  | 1
55-210-60 | Container bottom, aluminium, 475 x 272 x 96 mm, | non perforated | 1
55-210-90 | Container lid, aluminium, silver, 460 x 285 mm, | perforated | 1
55-290-05 | Wire basket, 405 x 245 x 50 mm |  | 1
55-820-03 | Identification label, red |  | 1
57-035-30 | EXAMINATION SET
10-000-18 | Buck percussion hammer, 18 cm |  | 1
10-012-01 | Duplex Stethoscope for adult, Ø 47 mm |  | 1
10-040-01 | Minimus blood pressure manometer scala | Ø 49 mm to 300 mm/hg | 1
10-031-15 | Tape measure, linen, 1.5 m, NON CALIBRATED |  | 1
10-048-00 | Ophthalmoscope 2.5 V, magnifying lens with 5-fold | magnification, complete in plastic box | 1
57-035-32 | LUMBAR PUNCTURE SET | NEURO
51-103-08 | Round bowls, Ø 85 mm, H 50 mm, 0.175 l |  | 1
15-042-16 | Kelly-Rankin forceps, straight, 16 cm |  | 1
15-702-20 | Gross-Maier sponge forceps, straight, 20 cm |  | 1
10-828-06 | Quincke cannula, 1.2 x 89 mm for lumbar puncture |  | 1
10-828-03 | Quincke cannula, 1.0 x 76 mm for lumbar puncture |  | 1
10-828-04 | Quincke cannula, 1.0 x 89 mm for lumbar puncture |  | 1
10-828-01 | Quincke cannula, 0.7 x 76 mm for lumbar puncture |  | 1
10-828-02 | Quincke cannula, 0.7 x 89 mm for lumbar puncture |  | 1
10-828-05 | Quincke cannula, 1.2 x 76 mm for lumbar puncture |  | 1
57-035-32 C | LUMBAR PUNCTURE SET, CONTAINER AND BASKET
51-103-08 | Round bowls, Ø 85 mm, H 50 mm, 0.175 l |  | 1
15-042-16 | Kelly-Rankin forceps, straight, 16 cm |  | 1
15-702-20 | Gross-Maier sponge forceps, straight, 20 cm |  | 1
10-828-06 | Quincke cannula, 1.2 x 89 mm for lumbar puncture |  | 1
10-828-03 | Quincke cannula, 1.0 x 76 mm for lumbar puncture |  | 1
10-828-04 | Quincke cannula, 1.0 x 89 mm for lumbar puncture |  | 1
10-828-01 | Quincke cannula, 0.7 x 76 mm for lumbar puncture |  | 1
10-828-02 | Quincke cannula, 0.7 x 89 mm for lumbar puncture |  | 1
10-828-05 | Quincke cannula, 1.2 x 76 mm for lumbar puncture |  | 1
55-510-61 | Container bottom, aluminium, 320 x 186 x 59 mm, | non perforated - for Special container | 1
55-510-90 | Container lid, aluminium, silver, 325 x 192 mm, | perforated - for Special container | 1
55-525-05 | Stainless steel tray 275 x 175 x 45mm, without lid |  | 1
55-820-03 | Identification label, red |  | 1
57-035-34 | TRIGEMINUS SET
15-701-27 | Ulrich sponge forceps, curved, 26.5 cm |  | 2
12-201-14 | TC Metzenbaum scissors, curved, 14 cm |  | 1
12-233-16 | TC Lexer scissors, curved, 16 cm |  | 1
12-002-14 | TC standard scissors Fig.2, straight, 14 cm |  | 1
12-253-17 | TC Tönnis-Adson scissors, curved, 17.5 cm |  | 1
16-105-01 | Cushing hook, 19 cm Fig. 1 |  | 1
16-105-02 | Cushing hook, 19 cm Fig. 2 |  | 1
10-103-01 | Scalpel handle, standard No. 3 |  | 1
13-102-16 | Dissecting forceps 1x2, delicate, 16 cm |  | 2
13-170-18 | Gerald tissue forceps, straight, 18 cm |  | 2
13-208-16 | De Bakey forceps, 2.0 mm, straight, 16 cm |  | 2
13-208-20 | De Bakey forceps, 2.0 mm, straight, 20 cm |  | 2
57-035-34 C | TRIGEMINUS SET, CONTAINER AND BASKET
15-701-27 | Ulrich sponge forceps, curved, 26.5 cm |  | 2
12-201-14 | TC Metzenbaum scissors, curved, 14 cm |  | 1
12-233-16 | TC Lexer scissors, curved, 16 cm |  | 1
12-002-14 | TC standard scissors Fig.2, straight, 14 cm |  | 1
12-253-17 | TC Tönnis-Adson scissors, curved, 17.5 cm |  | 1
16-105-01 | Cushing hook, 19 cm Fig. 1 |  | 1
16-105-02 | Cushing hook, 19 cm Fig. 2 |  | 1
10-103-01 | Scalpel handle, standard No. 3 |  | 1
13-102-16 | Dissecting forceps 1x2, delicate, 16 cm |  | 2
13-170-18 | Gerald tissue forceps, straight, 18 cm |  | 2
13-208-16 | De Bakey forceps, 2.0 mm, straight, 16 cm |  | 2
13-208-20 | De Bakey forceps, 2.0 mm, straight, 20 cm |  | 2
55-510-61 | Container bottom, aluminium, 320 x 186 x 59 mm, | non perforated - for Special container | 1
55-510-90 | Container lid, aluminium, silver, 325 x 192 mm, | perforated - for Special container | 1
55-525-05 | Stainless steel tray 275 x 175 x 45mm, without lid |  | 1
55-820-03 | Identification label, red |  | 1
57-035-36 | LEYLA RETRACTOR SET, SKULL FIXATION
20-100-08 | Leyla-retractor flexible arm, only |  | 2
20-100-06 | Leyla-retractor, fixation base for skull mounting, | for 2 flexible arms | 1
20-100-09 | Leyla-retractor support for flat spatula |  | 2
57-035-36 C | LEYLA RETRACTOR SET, SKULL FIXATION, CONTAINER AND BASKET
20-100-08 | Leyla-retractor flexible arm, only |  | 2
20-100-06 | Leyla-retractor, fixation base for skull mounting, | for 2 flexible arms | 1
20-100-09 | Leyla-retractor support for flat spatula |  | 2
55-310-60 | Container bottom, aluminium, 310 x 272 x 96 mm, | non perforated | 1
55-310-90 | Container lid, aluminium, silver, 295 x 280 mm, | perforated | 1
55-390-05 | Wire basket, 246 x 246 x 50 mm |  | 1
55-820-03 | Identification label, red |  | 1
57-035-38 | LEYLA RETRACTOR SET, TABLE FIXATION
20-100-01 | Leyla-retractor ball & socket joint for fixation | on table, 10 x 25 mm | 1
20-100-02 | Leyla-retractor holding rod, detachable, for | fixation in ball and socket joint | 1
20-100-03 | Leyla-retractor coupling head to hold max. 5 | flexible arms | 1
20-100-08 | Leyla-retractor flexible arm, only |  | 2
20-100-09 | Leyla-retractor support for flat spatula |  | 2
57-035-38 C | LEYLA RETRACTOR SET, TABLE FIXATION, CONTAINER AND BASKET
20-100-01 | Leyla-retractor ball & socket joint for fixation | on table, 10 x 25 mm | 1
20-100-02 | Leyla-retractor holding rod, detachable, for | fixation in ball and socket joint | 1
20-100-03 | Leyla-retractor coupling head to hold max. 5 | flexible arms | 1
20-100-08 | Leyla-retractor flexible arm, only |  | 2
20-100-09 | Leyla-retractor support for flat spatula |  | 2
55-210-60 | Container bottom, aluminium, 475 x 272 x 96 mm, | non perforated | 1
55-210-90 | Container lid, aluminium, silver, 460 x 285 mm, | perforated | 1
55-290-05 | Wire basket, 405 x 245 x 50 mm |  | 1
55-820-03 | Identification label, red |  | 1
57-035-40 | STANDARD SPINE SET
40-474-06 | Simon bone currette, Fig. 2, 24 cm |  | 1
40-471-04 | Daubenspeck bone curette, Fig. 000, 3.6 mm, 20 cm |  | 1
11-253-17 | Tönnis-Adson scissors, curved, 17.5 cm |  | 1
11-002-14 | Surgical scissors, Fig. 2, straight, 14 cm, | sharp/blunt | 1
13-100-14 | Dissecting forceps 1x2, 14.5 cm |  | 1
13-100-18 | Dissecting forceps 1x2, 18 cm |  | 1
10-103-01 | Scalpel handle, standard No. 3 |  | 1
10-104-01 | Scalpel handle, standard No. 4 |  | 1
20-165-22 | Dissector, 6/6 mm, 22 cm |  | 1
18-002-16 | Mayo-Hegar TC-needle holder, 16 cm |  | 1
13-417-20 | Grünwald-Jansen dressing forceps, 20 cm |  | 1
31-688-12 | Caspar exploration- and coagulation hook, Fig. 2, | 24.5 cm | 1
10-904-08 | Fergusson suction tube, 75°, 11 cm, 8 Charr. |  | 1
10-904-10 | Fergusson suction tube, 75°, 11 cm, 10 Charr. |  | 1
40-056-04 | Caspar rongeur, 160 mm, 4 mm, straight, | serrated and fenestrated jaw | 1
40-057-04 | Caspar rongeur, 160 mm, 4 mm, 30° up, | serrated and fenestrated jaw | 1
15-706-18 | Gross sponge forceps with ratchet, straight, 18 cm |  | 1
17-000-18 | Hegar needle holder, heavy pattern, 17.5 cm |  | 1
16-260-01 | Beckmann-Adson self retaining retractor, sharp, | hinged, 25 x 45 mm, 4x4, 30.5 cm | 1
40-658-03 | Echlin bone rongeur, angled, 3 mm, 23 cm |  | 1
16-023-04 | Caspar retractor, 67 x 17 mm, 21 cm |  | 1
40-014-14 | Kerrison punch, 200 mm, 4 mm, 40° up |  | 1
40-016-04 | Kerrison punch, 180 mm, 4 mm, 90° up |  | 1
40-401-02 | Langenbeck periosteal elevator, 16 mm, 19 cm |  | 1
40-655-05 | Röttgen-Ruskin bone rongeur, curved, 5 mm, 24 cm |  | 1
51-100-25 | Kidney bowls, 250 x 140 x 40 mm |  | 1
51-103-08 | Round bowls, Ø 85 mm, H 50 mm, 0.175 l |  | 1
57-035-40 C | STANDARD SPINE SET, CONTAINER AND BASKET
40-474-06 | Simon bone currette, Fig. 2, 24 cm |  | 1
40-471-04 | Daubenspeck bone curette, Fig. 000, 3.6 mm, 20 cm |  | 1
11-253-17 | Tönnis-Adson scissors, curved, 17.5 cm |  | 1
11-002-14 | Surgical scissors, Fig. 2, straight, 14 cm, | sharp/blunt | 1
13-100-14 | Dissecting forceps 1x2, 14.5 cm |  | 1
13-100-18 | Dissecting forceps 1x2, 18 cm |  | 1
10-103-01 | Scalpel handle, standard No. 3 |  | 1
10-104-01 | Scalpel handle, standard No. 4 |  | 1
20-165-22 | Dissector, 6/6 mm, 22 cm |  | 1
18-002-16 | Mayo-Hegar TC-needle holder, 16 cm |  | 1
13-417-20 | Grünwald-Jansen dressing forceps, 20 cm |  | 1
31-688-12 | Caspar exploration- and coagulation hook, Fig. 2, | 24.5 cm | 1
10-904-08 | Fergusson suction tube, 75°, 11 cm, 8 Charr. |  | 1
10-904-10 | Fergusson suction tube, 75°, 11 cm, 10 Charr. |  | 1
40-056-04 | Caspar rongeur, 160 mm, 4 mm, straight, | serrated and fenestrated jaw | 1
40-057-04 | Caspar rongeur, 160 mm, 4 mm, 30° up, | serrated and fenestrated jaw | 1
15-706-18 | Gross sponge forceps with ratchet, straight, 18 cm |  | 1
17-000-18 | Hegar needle holder, heavy pattern, 17.5 cm |  | 1
16-260-01 | Beckmann-Adson self retaining retractor, sharp, | hinged, 25 x 45 mm, 4x4, 30.5 cm | 1
40-658-03 | Echlin bone rongeur, angled, 3 mm, 23 cm |  | 1
16-023-04 | Caspar retractor, 67 x 17 mm, 21 cm |  | 1
40-014-14 | Kerrison punch, 200 mm, 4 mm, 40° up |  | 1
40-016-04 | Kerrison punch, 180 mm, 4 mm, 90° up |  | 1
40-401-02 | Langenbeck periosteal elevator, 16 mm, 19 cm |  | 1
40-655-05 | Röttgen-Ruskin bone rongeur, curved, 5 mm, 24 cm |  | 1
51-100-25 | Kidney bowls, 250 x 140 x 40 mm |  | 1
51-103-08 | Round bowls, Ø 85 mm, H 50 mm, 0.175 l |  | 1
55-110-62 | Container bottom, aluminium, 600 x 272 x 138 mm, | non perforated | 1
55-110-90 | Container lid, aluminium, silver, 585 x 285 mm, | perforated | 1
55-190-05 | Wire basket, 480 x 245 x 50 mm |  | 2
55-820-03 | Identification label, red |  | 1

## ENT
ITEM CODE | DESCRIPTION | DESCRIPTION 2 | QTY
57-040-00 | CLEFT PALATE SET
11-699-06 | Micro Coronary scissors, sharp, with ball, | 25° angled, Ø 8 mm, 18 cm | 3
13-820-18 | Micro atrauma forceps, round handle Ø 8 mm, | straight, jaw 1.2 mm, 18 cm | 1
13-800-18 | Micro ring forceps, round handle Ø 8 mm, straight, | smooth, 1.0 x 0.5 mm, 18 cm | 1
13-823-18 | Micro atrauma forceps, round handle Ø 8 mm, | angled, jaw 2.0 mm, 18 cm | 1
10-902-12 | Frazier suction tube, 30°, 13 cm, 12 Charr. |  | 1
17-660-18 | Micro needle holder, with catch, 11.0 x 0.8 mm, | Ø 9 mm, straight, 18 cm | 1
26-163-21 | Hurd ligature needle, for left hand, 21 cm |  | 1
57-040-00 C | CLEFT PALATE SET, CONTAINER AND BASKET
11-699-06 | Micro Coronary scissors, sharp, with ball, | 25° angled, Ø 8 mm, 18 cm | 3
13-820-18 | Micro atrauma forceps, round handle Ø 8 mm, | straight, jaw 1.2 mm, 18 cm | 1
13-800-18 | Micro ring forceps, round handle Ø 8 mm, straight, | smooth, 1.0 x 0.5 mm, 18 cm | 1
13-823-18 | Micro atrauma forceps, round handle Ø 8 mm, | angled, jaw 2.0 mm, 18 cm | 1
10-902-12 | Frazier suction tube, 30°, 13 cm, 12 Charr. |  | 1
17-660-18 | Micro needle holder, with catch, 11.0 x 0.8 mm, | Ø 9 mm, straight, 18 cm | 1
26-163-21 | Hurd ligature needle, for left hand, 21 cm |  | 1
55-310-60 | Container bottom, aluminium, 310 x 272 x 96 mm, | non perforated | 1
55-310-90 | Container lid, aluminium, silver, 295 x 280 mm, | perforated | 1
55-390-05 | Wire basket, 246 x 246 x 50 mm |  | 1
55-820-03 | Identification label, red |  | 1
57-040-02 | MYRINGOTOMY SET
27-304-18 | Sexton tympanum perforator, straight, 18 cm |  | 1
13-407-14 | Lucae dressing forceps, 14 cm |  | 1
27-104-00 | Hartmann ear speculum, set, 4 pieces Fig. 3 - 6 | (4,0 / 5.5 / 6.5 / 8.0 mm) | 1
10-631-16 | Farrel cotton app, 1.1 mm, 16 cm, spiral |  | 1
57-040-02 C | MYRINGOTOMY SET, CONTAINER AND BASKET
27-304-18 | Sexton tympanum perforator, straight, 18 cm |  | 1
13-407-14 | Lucae dressing forceps, 14 cm |  | 1
27-104-00 | Hartmann ear speculum, set, 4 pieces Fig. 3 - 6 | (4,0 / 5.5 / 6.5 / 8.0 mm) | 1
10-631-16 | Farrel cotton app, 1.1 mm, 16 cm, spiral |  | 1
55-510-61 | Container bottom, aluminium, 320 x 186 x 59 mm, | non perforated - for Special container | 1
55-510-90 | Container lid, aluminium, silver, 325 x 192 mm, | perforated - for Special container | 1
55-525-05 | Stainless steel tray 275 x 175 x 45mm, without lid |  | 1
55-820-03 | Identification label, red |  | 1
57-040-04 | EAR TUMOR & POLYPUS EXTIRPATION SET
13-407-14 | Lucae dressing forceps, 14 cm |  | 1
27-206-12 | Hartmann ear polypus forceps, 12 cm |  | 1
27-104-00 | Hartmann ear speculum, set, 4 pieces Fig. 3 - 6 | (4,0 / 5.5 / 6.5 / 8.0 mm) | 1
26-621-26 | Krause nasal polypus snare, 26 cm |  | 1
27-152-01 | Buck ear curette, sharp, straight, Fig. 000, | Ø 1.5 mm, 17 cm | 1
27-152-04 | Buck ear curette, sharp, straight, Fig. 1, | Ø 3.0 mm, 17 cm | 1
27-150-01 | Buck ear curette, blunt, straight, Fig. 000, | Ø 1.5 mm, 17 cm | 1
27-150-04 | Buck ear curette, blunt, straight, Fig. 1, | Ø 3.0 mm, 17 cm | 1
51-103-08 | Round bowls, Ø 85 mm, H 50 mm, 0.175 l |  | 1
10-631-16 | Farrel cotton app, 1.1 mm, 16 cm, spiral |  | 2
27-226-01 | Hartmann cup shaped forceps, straight, Ø 2.0 mm, | WL 85 mm | 1
27-228-08 | Hartmann cup shaped forceps, 45° angled, | Ø 3.0 mm, WL 85 mm | 1
57-040-04 C | EAR TUMOR & POLYPUS EXTIRPATION SET, CONTAINER AND BASKET
13-407-14 | Lucae dressing forceps, 14 cm |  | 1
27-206-12 | Hartmann ear polypus forceps, 12 cm |  | 1
27-104-00 | Hartmann ear speculum, set, 4 pieces Fig. 3 - 6 | (4,0 / 5.5 / 6.5 / 8.0 mm) | 1
26-621-26 | Krause nasal polypus snare, 26 cm |  | 1
27-152-01 | Buck ear curette, sharp, straight, Fig. 000, | Ø 1.5 mm, 17 cm | 1
27-152-04 | Buck ear curette, sharp, straight, Fig. 1, | Ø 3.0 mm, 17 cm | 1
27-150-01 | Buck ear curette, blunt, straight, Fig. 000, | Ø 1.5 mm, 17 cm | 1
27-150-04 | Buck ear curette, blunt, straight, Fig. 1, | Ø 3.0 mm, 17 cm | 1
51-103-08 | Round bowls, Ø 85 mm, H 50 mm, 0.175 l |  | 1
10-631-16 | Farrel cotton app, 1.1 mm, 16 cm, spiral |  | 2
27-226-01 | Hartmann cup shaped forceps, straight, Ø 2.0 mm, | WL 85 mm | 1
27-228-08 | Hartmann cup shaped forceps, 45° angled, | Ø 3.0 mm, WL 85 mm | 1
55-510-61 | Container bottom, aluminium, 320 x 186 x 59 mm, | non perforated - for Special container | 1
55-510-90 | Container lid, aluminium, silver, 325 x 192 mm, | perforated - for Special container | 1
55-525-05 | Stainless steel tray 275 x 175 x 45mm, without lid |  | 1
55-820-03 | Identification label, red |  | 1
57-040-06 | EAR FOREIGN BODY REMOVAL SET
13-407-14 | Lucae dressing forceps, 14 cm |  | 1
27-206-12 | Hartmann ear polypus forceps, 12 cm |  | 1
27-104-00 | Hartmann ear speculum, set, 4 pieces Fig. 3 - 6 | (4,0 / 5.5 / 6.5 / 8.0 mm) | 1
27-156-01 | Billeau ear loop, straight, Fig. 1, 16 cm |  | 1
27-156-02 | Billeau ear loop, straight, Fig. 2, 16 cm |  | 1
27-181-02 | Day ear hook, Fig. 2, short, 17 cm |  | 1
27-181-01 | Day ear hook, Fig. 1, long, 17 cm |  | 1
10-631-16 | Farrel cotton app, 1.1 mm, 16 cm, spiral |  | 2
13-401-12 | Troeltsch dressing forceps, 12 cm |  | 1
27-214-14 | Hartmann ear forceps, serrated, WL 140 mm |  | 1
51-103-08 | Round bowls, Ø 85 mm, H 50 mm, 0.175 l |  | 1
57-040-06 C | EAR FOREIGN BODY REMOVAL SET, CONTAINER AND BASKET
13-407-14 | Lucae dressing forceps, 14 cm |  | 1
27-206-12 | Hartmann ear polypus forceps, 12 cm |  | 1
27-104-00 | Hartmann ear speculum, set, 4 pieces Fig. 3 - 6 | (4,0 / 5.5 / 6.5 / 8.0 mm) | 1
27-156-01 | Billeau ear loop, straight, Fig. 1, 16 cm |  | 1
27-156-02 | Billeau ear loop, straight, Fig. 2, 16 cm |  | 1
27-181-02 | Day ear hook, Fig. 2, short, 17 cm |  | 1
27-181-01 | Day ear hook, Fig. 1, long, 17 cm |  | 1
10-631-16 | Farrel cotton app, 1.1 mm, 16 cm, spiral |  | 2
13-401-12 | Troeltsch dressing forceps, 12 cm |  | 1
27-214-14 | Hartmann ear forceps, serrated, WL 140 mm |  | 1
51-103-08 | Round bowls, Ø 85 mm, H 50 mm, 0.175 l |  | 1
55-510-61 | Container bottom, aluminium, 320 x 186 x 59 mm, | non perforated - for Special container | 1
55-510-90 | Container lid, aluminium, silver, 325 x 192 mm, | perforated - for Special container | 1
55-525-05 | Stainless steel tray 275 x 175 x 45mm, without lid |  | 1
55-820-03 | Identification label, red |  | 1
57-040-08 | RHINOPLASTY SET
10-103-07 | Scalpel handle No. 7 K |  | 1
26-650-15 | Joseph rhinoplastic knife, straight, 15 cm |  | 1
26-640-14 | Joseph rhinoplastic knife, straight, 14.5 cm |  | 1
26-641-14 | Joseph rhinoplastic knife, curved, 14.5 cm |  | 1
26-652-15 | Cottle rhinoplastic knife, straight, 15 cm |  | 1
26-710-03 | Ballenger swivel knife, straight, 3 mm, 21 cm |  | 1
26-710-04 | Ballenger swivel knife, straight, 4 mm, 21 cm |  | 1
26-646-15 | Freer mucous knife, 15.5 cm |  | 1
11-335-18 | Heymann nasal scissors, medium, 18 cm |  | 1
12-160-17 | TC Mayo scissors, straight, 17 cm |  | 1
11-327-13 | Fomon nasal scissors, angled, 13 cm |  | 1
11-404-14 | Joseph scissors, straight, 14 cm |  | 1
11-405-14 | Joseph scissors, curved, 14 cm |  | 1
13-042-12 | Adson dressing forceps, 12 cm |  | 1
13-407-14 | Lucae dressing forceps, 14 cm |  | 2
13-142-12 | Adson dissecting forceps, 1x2, 12 cm |  | 1
26-524-02 | Killian nasal specula, 50 mm |  | 1
26-524-04 | Killian nasal specula, 90 mm |  | 1
15-060-12 | Halsted-Mosquito forceps, straight, 12.5 cm |  | 6
15-061-12 | Halsted-Mosquito forceps, curved, 12.5 cm |  | 6
26-782-16 | Neivert alar retractor, blunt, 16 cm |  | 1
26-780-20 | Cottle-Neivert alar retractor, blunt, | double ended, 20 cm | 1
26-778-02 | Cottle alar retractor, blunt/sharp, 14.5 cm |  | 1
26-778-03 | Cottle alar retractor, sharp/blunt, 14.5 cm |  | 1
26-767-16 | Aufricht nasal retractor, 46 x 10 mm, 16 cm |  | 1
26-515-02 | Nasal specula "Model Vienna", Fig. 2, | with screw joint, 14 cm | 1
26-779-16 | Fomon alar retractor, blunt / blunt, | button ended, 16 cm | 1
40-704-19 | Cottle-Kazanjian bone cutting forceps, straight, | 18.5 cm | 1
26-826-01 | Cottle-Walsham straightening forceps, | straight, Fig. 1, 23 cm | 1
26-825-22 | Ash septum straightening forceps, 23 cm |  | 1
26-806-19 | Knight septum forceps, 18 cm |  | 1
26-813-03 | Brünings septum forceps, Fig. 3, 19 cm |  | 1
26-687-16 | Joseph septum elevator, strongly curved, 6.5 mm, | 16 cm | 1
26-678-19 | Mc Kenty elevator, 4.5 / 5 mm, 21 cm |  | 1
40-278-04 | Cottle osteotome, graduated, 4 mm, 18 cm |  | 1
40-278-06 | Cottle osteotome, graduated, 6 mm, 18 cm |  | 1
40-445-01 | Fomon double nasal rasp, very fine / coarse, | 6.5 / 7.5 mm, 21 cm | 1
40-443-01 | Aufricht nasal rasp, pushing cut, 32 x 9 mm, 21 cm |  | 1
16-154-03 | Joseph skin hook, 2-prongs, 5 mm, 16 cm |  | 2
16-154-01 | Joseph skin hook, 1-prong, 16 cm |  | 1
26-751-01 | Joseph nasal saw, left curved, 17 cm |  | 1
26-751-02 | Joseph nasal saw, right curved, 17 cm |  | 1
10-902-10 | Frazier suction tube, 30°, 13 cm, 10 Charr. |  | 1
18-012-15 | Crile-Wood TC-needle holder, 15 cm |  | 1
26-756-00 | Cottle bone crusher, complete with clamp |  | 1
57-040-08 C | RHINOPLASTY SET, CONTAINER AND BASKET
10-103-07 | Scalpel handle No. 7 K |  | 1
26-650-15 | Joseph rhinoplastic knife, straight, 15 cm |  | 1
26-640-14 | Joseph rhinoplastic knife, straight, 14.5 cm |  | 1
26-641-14 | Joseph rhinoplastic knife, curved, 14.5 cm |  | 1
26-652-15 | Cottle rhinoplastic knife, straight, 15 cm |  | 1
26-710-03 | Ballenger swivel knife, straight, 3 mm, 21 cm |  | 1
26-710-04 | Ballenger swivel knife, straight, 4 mm, 21 cm |  | 1
26-646-15 | Freer mucous knife, 15.5 cm |  | 1
11-335-18 | Heymann nasal scissors, medium, 18 cm |  | 1
12-160-17 | TC Mayo scissors, straight, 17 cm |  | 1
11-327-13 | Fomon nasal scissors, angled, 13 cm |  | 1
11-404-14 | Joseph scissors, straight, 14 cm |  | 1
11-405-14 | Joseph scissors, curved, 14 cm |  | 1
13-042-12 | Adson dressing forceps, 12 cm |  | 1
13-407-14 | Lucae dressing forceps, 14 cm |  | 2
13-142-12 | Adson dissecting forceps, 1x2, 12 cm |  | 1
26-524-02 | Killian nasal specula, 50 mm |  | 1
26-524-04 | Killian nasal specula, 90 mm |  | 1
15-060-12 | Halsted-Mosquito forceps, straight, 12.5 cm |  | 6
15-061-12 | Halsted-Mosquito forceps, curved, 12.5 cm |  | 6
26-782-16 | Neivert alar retractor, blunt, 16 cm |  | 1
26-780-20 | Cottle-Neivert alar retractor, blunt, | double ended, 20 cm | 1
26-778-02 | Cottle alar retractor, blunt/sharp, 14.5 cm |  | 1
26-778-03 | Cottle alar retractor, sharp/blunt, 14.5 cm |  | 1
26-767-16 | Aufricht nasal retractor, 46 x 10 mm, 16 cm |  | 1
26-515-02 | Nasal specula "Model Vienna", Fig. 2, | with screw joint, 14 cm | 1
26-779-16 | Fomon alar retractor, blunt / blunt, | button ended, 16 cm | 1
40-704-19 | Cottle-Kazanjian bone cutting forceps, straight, | 18.5 cm | 1
26-826-01 | Cottle-Walsham straightening forceps, | straight, Fig. 1, 23 cm | 1
26-825-22 | Ash septum straightening forceps, 23 cm |  | 1
26-806-19 | Knight septum forceps, 18 cm |  | 1
26-813-03 | Brünings septum forceps, Fig. 3, 19 cm |  | 1
26-687-16 | Joseph septum elevator, strongly curved, 6.5 mm, | 16 cm | 1
26-678-19 | Mc Kenty elevator, 4.5 / 5 mm, 21 cm |  | 1
40-278-04 | Cottle osteotome, graduated, 4 mm, 18 cm |  | 1
40-278-06 | Cottle osteotome, graduated, 6 mm, 18 cm |  | 1
40-445-01 | Fomon double nasal rasp, very fine / coarse, | 6.5 / 7.5 mm, 21 cm | 1
40-443-01 | Aufricht nasal rasp, pushing cut, 32 x 9 mm, 21 cm |  | 1
16-154-03 | Joseph skin hook, 2-prongs, 5 mm, 16 cm |  | 2
16-154-01 | Joseph skin hook, 1-prong, 16 cm |  | 1
26-751-01 | Joseph nasal saw, left curved, 17 cm |  | 1
26-751-02 | Joseph nasal saw, right curved, 17 cm |  | 1
10-902-10 | Frazier suction tube, 30°, 13 cm, 10 Charr. |  | 1
18-012-15 | Crile-Wood TC-needle holder, 15 cm |  | 1
26-756-00 | Cottle bone crusher, complete with clamp |  | 1
55-110-61 | Container bottom, aluminium, 600 x 272 x 116 mm, | non perforated | 1
55-110-90 | Container lid, aluminium, silver, 585 x 285 mm, | perforated | 1
55-190-05 | Wire basket, 480 x 245 x 50 mm |  | 1
55-820-03 | Identification label, red |  | 1
57-040-10 | SUB-MUCOSAL RESECTION SET
10-103-07 | Scalpel handle No. 7 K |  | 1
26-710-03 | Ballenger swivel knife, straight, 3 mm, 21 cm |  | 1
26-710-04 | Ballenger swivel knife, straight, 4 mm, 21 cm |  | 1
26-669-03 | Freer septum knife, angled, 19 cm |  | 1
11-335-18 | Heymann nasal scissors, medium, 18 cm |  | 1
13-061-17 | Taylor forceps, bayonet shaped, dissector end,17cm |  | 1
13-142-12 | Adson dissecting forceps, 1x2, 12 cm |  | 1
15-052-14 | Kelly forceps, straight, 14 cm |  | 6
15-001-16 | Pean forceps, curved, 16 cm |  | 1
26-524-02 | Killian nasal specula, 50 mm |  | 1
26-524-04 | Killian nasal specula, 90 mm |  | 1
26-830-02 | Middleton-Jansen nasal forceps, through cutting, | 19 cm | 1
26-813-03 | Brünings septum forceps, Fig. 3, 19 cm |  | 1
40-254-04 | Freer chisel, straight, 4 mm, 17 cm |  | 1
26-665-20 | Freer elevator, sharp/blunt, 6 / 5 mm, 20 cm |  | 1
26-679-20 | Ballenger-Hajek septum elevator, sharp/blunt, | 6 / 6 mm, 19 cm | 1
10-902-08 | Frazier suction tube, 30°, 13 cm, 8 Charr. |  | 1
10-902-10 | Frazier suction tube, 30°, 13 cm, 10 Charr. |  | 1
10-631-16 | Farrel cotton app, 1.1 mm, 16 cm, spiral |  | 3
40-215-26 | Williger mallet, Ø 26 mm, 300 g, 24 cm |  | 1
18-012-15 | Crile-Wood TC-needle holder, 15 cm |  | 1
57-040-10 C | SUB-MUCOSAL RESECTION SET, CONTAINER AND BASKET
10-103-07 | Scalpel handle No. 7 K |  | 1
26-710-03 | Ballenger swivel knife, straight, 3 mm, 21 cm |  | 1
26-710-04 | Ballenger swivel knife, straight, 4 mm, 21 cm |  | 1
26-669-03 | Freer septum knife, angled, 19 cm |  | 1
11-335-18 | Heymann nasal scissors, medium, 18 cm |  | 1
13-061-17 | Taylor forceps, bayonet shaped, dissector end,17cm |  | 1
13-142-12 | Adson dissecting forceps, 1x2, 12 cm |  | 1
15-052-14 | Kelly forceps, straight, 14 cm |  | 6
15-001-16 | Pean forceps, curved, 16 cm |  | 1
26-524-02 | Killian nasal specula, 50 mm |  | 1
26-524-04 | Killian nasal specula, 90 mm |  | 1
26-830-02 | Middleton-Jansen nasal forceps, through cutting, | 19 cm | 1
26-813-03 | Brünings septum forceps, Fig. 3, 19 cm |  | 1
40-254-04 | Freer chisel, straight, 4 mm, 17 cm |  | 1
26-665-20 | Freer elevator, sharp/blunt, 6 / 5 mm, 20 cm |  | 1
26-679-20 | Ballenger-Hajek septum elevator, sharp/blunt, | 6 / 6 mm, 19 cm | 1
10-902-08 | Frazier suction tube, 30°, 13 cm, 8 Charr. |  | 1
10-902-10 | Frazier suction tube, 30°, 13 cm, 10 Charr. |  | 1
10-631-16 | Farrel cotton app, 1.1 mm, 16 cm, spiral |  | 3
40-215-26 | Williger mallet, Ø 26 mm, 300 g, 24 cm |  | 1
18-012-15 | Crile-Wood TC-needle holder, 15 cm |  | 1
55-310-61 | Container bottom, aluminium, 310 x 272 x 116 mm, | non perforated | 1
55-310-90 | Container lid, aluminium, silver, 295 x 280 mm, | perforated | 1
55-390-05 | Wire basket, 246 x 246 x 50 mm |  | 1
55-820-03 | Identification label, red |  | 1
57-040-12 | NASAL POLYP EXTIRPATION SET
13-061-17 | Taylor forceps, bayonet shaped, dissector end,17cm |  | 1
15-766-14 | Allis tissue forceps, 4x5, straight, 15 cm |  | 1
15-060-12 | Halsted-Mosquito forceps, straight, 12.5 cm |  | 1
26-607-20 | Hartmann dressing forceps, 20 cm |  | 1
26-621-26 | Krause nasal polypus snare, 26 cm |  | 1
10-631-16 | Farrel cotton app, 1.1 mm, 16 cm, spiral |  | 2
10-604-14 | Probe with ear, 14.5 cm |  | 1
10-902-10 | Frazier suction tube, 30°, 13 cm, 10 Charr. |  | 1
13-417-20 | Grünwald-Jansen dressing forceps, 20 cm |  | 1
26-604-20 | West dressing forceps, 20 cm |  | 1
11-249-15 | Reynolds scissors, curved, 15 cm |  | 1
51-103-08 | Round bowls, Ø 85 mm, H 50 mm, 0.175 l |  | 1
57-040-12 C | NASAL POLYP EXTIRPATION SET, CONTAINER AND BASKET
13-061-17 | Taylor forceps, bayonet shaped, dissector end,17cm |  | 1
15-766-14 | Allis tissue forceps, 4x5, straight, 15 cm |  | 1
15-060-12 | Halsted-Mosquito forceps, straight, 12.5 cm |  | 1
26-607-20 | Hartmann dressing forceps, 20 cm |  | 1
26-621-26 | Krause nasal polypus snare, 26 cm |  | 1
10-631-16 | Farrel cotton app, 1.1 mm, 16 cm, spiral |  | 2
10-604-14 | Probe with ear, 14.5 cm |  | 1
10-902-10 | Frazier suction tube, 30°, 13 cm, 10 Charr. |  | 1
13-417-20 | Grünwald-Jansen dressing forceps, 20 cm |  | 1
26-604-20 | West dressing forceps, 20 cm |  | 1
11-249-15 | Reynolds scissors, curved, 15 cm |  | 1
51-103-08 | Round bowls, Ø 85 mm, H 50 mm, 0.175 l |  | 1
55-510-61 | Container bottom, aluminium, 320 x 186 x 59 mm, | non perforated - for Special container | 1
55-510-90 | Container lid, aluminium, silver, 325 x 192 mm, | perforated - for Special container | 1
55-525-05 | Stainless steel tray 275 x 175 x 45mm, without lid |  | 1
55-820-03 | Identification label, red |  | 1
57-040-14 | CALDWELL-LUC SET
15-702-20 | Gross-Maier sponge forceps, straight, 20 cm |  | 2
15-801-08 | Backhaus towel forceps, 8 cm |  | 6
10-103-07 | Scalpel handle No. 7 K |  | 1
11-335-18 | Heymann nasal scissors, medium, 18 cm |  | 1
13-407-14 | Lucae dressing forceps, 14 cm |  | 1
13-142-12 | Adson dissecting forceps, 1x2, 12 cm |  | 2
13-000-14 | Standard dressing forceps, straight, 14.5 cm |  | 1
15-766-19 | Allis tissue forceps, 5x6, straight, 19 cm |  | 2
13-138-11 | Graefe fixation forceps, without lock, 11 cm |  | 1
15-061-12 | Halsted-Mosquito forceps, curved, 12.5 cm |  | 6
15-001-16 | Pean forceps, curved, 16 cm |  | 2
26-033-13 | Whitehead-Jennings mouth gag, 13 cm |  | 1
26-776-17 | Fomon alar hooklet, blunt, 17 cm |  | 1
26-017-02 | Wieder tongue depressor, Fig. 2, 14.5 cm |  | 1
16-055-00 | Parker-Baby retractor, set of Fig.1&2 13.5 cm |  | 1
16-003-02 | Volkmann retractor, 2-prongs, blunt, 22 cm |  | 2
40-028-02 | Ferris-Smith-Cushing rongeur, 180 mm, straight, | 2 x 10 mm, with ring handle | 1
40-665-22 | Luer-Stille bone rongeur, curved, 22 cm |  | 1
26-687-16 | Joseph septum elevator, strongly curved, 6.5 mm, | 16 cm | 1
40-443-01 | Aufricht nasal rasp, pushing cut, 32 x 9 mm, 21 cm |  | 1
40-278-04 | Cottle osteotome, graduated, 4 mm, 18 cm |  | 1
26-733-07 | Walter osteotome, 7 mm, 19 cm |  | 1
26-689-18 | Killian double septum elevator, short, 3.5 mm, | 18 cm | 1
40-215-28 | Williger mallet, Ø 28 mm, 340 g, 24 cm |  | 1
18-012-15 | Crile-Wood TC-needle holder, 15 cm |  | 1
57-040-14 C | CALDWELL-LUC SET, CONTAINER AND BASKET
15-702-20 | Gross-Maier sponge forceps, straight, 20 cm |  | 2
15-801-08 | Backhaus towel forceps, 8 cm |  | 6
10-103-07 | Scalpel handle No. 7 K |  | 1
11-335-18 | Heymann nasal scissors, medium, 18 cm |  | 1
13-407-14 | Lucae dressing forceps, 14 cm |  | 1
13-142-12 | Adson dissecting forceps, 1x2, 12 cm |  | 2
13-000-14 | Standard dressing forceps, straight, 14.5 cm |  | 1
15-766-19 | Allis tissue forceps, 5x6, straight, 19 cm |  | 2
13-138-11 | Graefe fixation forceps, without lock, 11 cm |  | 1
15-061-12 | Halsted-Mosquito forceps, curved, 12.5 cm |  | 6
15-001-16 | Pean forceps, curved, 16 cm |  | 2
26-033-13 | Whitehead-Jennings mouth gag, 13 cm |  | 1
26-776-17 | Fomon alar hooklet, blunt, 17 cm |  | 1
26-017-02 | Wieder tongue depressor, Fig. 2, 14.5 cm |  | 1
16-055-00 | Parker-Baby retractor, set of Fig.1&2 13.5 cm |  | 1
16-003-02 | Volkmann retractor, 2-prongs, blunt, 22 cm |  | 2
40-028-02 | Ferris-Smith-Cushing rongeur, 180 mm, straight, | 2 x 10 mm, with ring handle | 1
40-665-22 | Luer-Stille bone rongeur, curved, 22 cm |  | 1
26-687-16 | Joseph septum elevator, strongly curved, 6.5 mm, | 16 cm | 1
40-443-01 | Aufricht nasal rasp, pushing cut, 32 x 9 mm, 21 cm |  | 1
40-278-04 | Cottle osteotome, graduated, 4 mm, 18 cm |  | 1
26-733-07 | Walter osteotome, 7 mm, 19 cm |  | 1
26-689-18 | Killian double septum elevator, short, 3.5 mm, | 18 cm | 1
40-215-28 | Williger mallet, Ø 28 mm, 340 g, 24 cm |  | 1
18-012-15 | Crile-Wood TC-needle holder, 15 cm |  | 1
55-110-60 | Container bottom, aluminium, 600 x 272 x 96 mm, | non perforated | 1
55-110-90 | Container lid, aluminium, silver, 585 x 285 mm, | perforated | 1
55-190-05 | Wire basket, 480 x 245 x 50 mm |  | 1
55-820-03 | Identification label, red |  | 1
57-040-16 | TONSILLECTOMY SET
26-109-20 | Fisher tonsil knife, 20.5 cm |  | 1
15-702-20 | Gross-Maier sponge forceps, straight, 20 cm |  | 2
15-825-13 | Tohoku towel forceps, 13 cm |  | 6
10-103-06 | Scalpel handle No. 7 |  | 1
10-371-22 | Brünings tonsil knife, 21.5 cm |  | 1
11-309-19 | Good tonsil scissors, curved, 19 cm |  | 1
12-160-17 | TC Mayo scissors, straight, 17 cm |  | 1
11-201-18 | Metzenbaum scissors, curved, Fig. 1, 18 cm |  | 1
26-085-18 | White tonsil holding forceps, curved, 18 cm |  | 1
15-029-19 | Schnidt forceps, slightly curved, 19 cm |  | 2
15-001-16 | Pean forceps, curved, 16 cm |  | 2
26-044-00 | Kilner-Doughty mouth gag, complete with frame, | 3 tongue depressors and one palate plate, | 1
26-006-19 | Brünings tongue depressor, 14/18 mm, 19 cm |  | 1
26-150-26 | Eves tonsil snare, 28 cm |  | 1
26-152-25 | Eves tonsil snare, 28 cm with ratchet |  | 1
26-101-01 | Hurd tonsil dissector, double ending, | dissector 6 mm, retractor 12 mm, 21.5 cm | 1
26-182-01 | Beckmann adenoid curettes, straight, Fig. 1 |  | 1
26-182-02 | Beckmann adenoid curettes, straight, Fig. 2 |  | 1
26-182-03 | Beckmann adenoid curettes, straight, Fig. 3 |  | 1
26-182-04 | Beckmann adenoid curettes, straight, Fig. 4 |  | 1
26-182-05 | Beckmann adenoid curettes, straight, Fig. 5 |  | 1
10-911-02 | Yankauer suction tube, 27 cm with central | bore Ø 2.0 mm | 2
18-004-18 | De Bakey TC-needle holder, 18 cm, | Mayo Hegar delicate | 2
57-040-16 C | TONSILLECTOMY SET, CONTAINER AND BASKET
26-109-20 | Fisher tonsil knife, 20.5 cm |  | 1
15-702-20 | Gross-Maier sponge forceps, straight, 20 cm |  | 2
15-825-13 | Tohoku towel forceps, 13 cm |  | 6
10-103-06 | Scalpel handle No. 7 |  | 1
10-371-22 | Brünings tonsil knife, 21.5 cm |  | 1
11-309-19 | Good tonsil scissors, curved, 19 cm |  | 1
12-160-17 | TC Mayo scissors, straight, 17 cm |  | 1
11-201-18 | Metzenbaum scissors, curved, Fig. 1, 18 cm |  | 1
26-085-18 | White tonsil holding forceps, curved, 18 cm |  | 1
15-029-19 | Schnidt forceps, slightly curved, 19 cm |  | 2
15-001-16 | Pean forceps, curved, 16 cm |  | 2
26-044-00 | Kilner-Doughty mouth gag, complete with frame, | 3 tongue depressors and one palate plate, | 1
26-006-19 | Brünings tongue depressor, 14/18 mm, 19 cm |  | 1
26-150-26 | Eves tonsil snare, 28 cm |  | 1
26-152-25 | Eves tonsil snare, 28 cm with ratchet |  | 1
26-101-01 | Hurd tonsil dissector, double ending, | dissector 6 mm, retractor 12 mm, 21.5 cm | 1
26-182-01 | Beckmann adenoid curettes, straight, Fig. 1 |  | 1
26-182-02 | Beckmann adenoid curettes, straight, Fig. 2 |  | 1
26-182-03 | Beckmann adenoid curettes, straight, Fig. 3 |  | 1
26-182-04 | Beckmann adenoid curettes, straight, Fig. 4 |  | 1
26-182-05 | Beckmann adenoid curettes, straight, Fig. 5 |  | 1
10-911-02 | Yankauer suction tube, 27 cm with central | bore Ø 2.0 mm | 2
18-004-18 | De Bakey TC-needle holder, 18 cm, | Mayo Hegar delicate | 2
55-310-61 | Container bottom, aluminium, 310 x 272 x 116 mm, | non perforated | 1
55-310-90 | Container lid, aluminium, silver, 295 x 280 mm, | perforated | 1
55-390-05 | Wire basket, 246 x 246 x 50 mm |  | 1
55-820-03 | Identification label, red |  | 1
57-040-18 | TRACHEOTOMY SET
15-702-27 | Gross-Maier sponge forceps, straight, 27 cm |  | 2
15-825-13 | Tohoku towel forceps, 13 cm |  | 4
10-103-01 | Scalpel handle, standard No. 3 |  | 2
10-103-07 | Scalpel handle No. 7 K |  | 1
11-201-18 | Metzenbaum scissors, curved, Fig. 1, 18 cm |  | 1
12-161-17 | TC Mayo scissors, curved, 17 cm |  | 1
12-555-19 | TC Potts-Smith scissors, 19 cm, 60° |  | 1
11-002-14 | Surgical scissors, Fig. 2, straight, 14 cm, | sharp/blunt | 1
13-000-14 | Standard dressing forceps, straight, 14.5 cm |  | 2
13-100-14 | Dissecting forceps 1x2, 14.5 cm |  | 2
15-766-15 | Allis tissue forceps, 5x6, straight, 15 cm |  | 2
15-060-12 | Halsted-Mosquito forceps, straight, 12.5 cm |  | 6
15-053-14 | Kelly forceps, curved, 14 cm |  | 4
15-038-16 | Crile-Rankin forceps, straight, 16 cm |  | 2
15-001-16 | Pean forceps, curved, 16 cm |  | 1
26-315-14 | Trousseau tracheal dilator, 14 cm |  | 1
26-335-17 | Jackson tracheal retractor, 17 cm |  | 1
16-122-01 | Trachea hook, blunt, 1-prong, 16 cm |  | 1
16-003-02 | Volkmann retractor, 2-prongs, blunt, 22 cm |  | 2
16-133-10 | Cushing vein hook, 10 mm, 20 cm |  | 2
16-120-01 | Trachea hook, sharp, 1-prong, 16 cm |  | 2
26-319-02 | Chevalier-Jackson Tracheal tubes, Fig 2 | Ø 6mm, German silver | 1
26-319-04 | Chevalier-Jackson Tracheal tubes, Fig 4 | Ø 8mm, German silver | 1
26-319-06 | Chevalier-Jackson Tracheal tubes, Fig 6 | Ø 10mm, German silver | 1
10-911-02 | Yankauer suction tube, 27 cm with central | bore Ø 2.0 mm | 1
10-902-10 | Frazier suction tube, 30°, 13 cm, 10 Charr. |  | 1
18-002-16 | Mayo-Hegar TC-needle holder, 16 cm |  | 1
57-040-18 C | TRACHEOTOMY SET, CONTAINER AND BASKET
15-702-27 | Gross-Maier sponge forceps, straight, 27 cm |  | 2
15-825-13 | Tohoku towel forceps, 13 cm |  | 4
10-103-01 | Scalpel handle, standard No. 3 |  | 2
10-103-07 | Scalpel handle No. 7 K |  | 1
11-201-18 | Metzenbaum scissors, curved, Fig. 1, 18 cm |  | 1
12-161-17 | TC Mayo scissors, curved, 17 cm |  | 1
12-555-19 | TC Potts-Smith scissors, 19 cm, 60° |  | 1
11-002-14 | Surgical scissors, Fig. 2, straight, 14 cm, | sharp/blunt | 1
13-000-14 | Standard dressing forceps, straight, 14.5 cm |  | 2
13-100-14 | Dissecting forceps 1x2, 14.5 cm |  | 2
15-766-15 | Allis tissue forceps, 5x6, straight, 15 cm |  | 2
15-060-12 | Halsted-Mosquito forceps, straight, 12.5 cm |  | 6
15-053-14 | Kelly forceps, curved, 14 cm |  | 4
15-038-16 | Crile-Rankin forceps, straight, 16 cm |  | 2
15-001-16 | Pean forceps, curved, 16 cm |  | 1
26-315-14 | Trousseau tracheal dilator, 14 cm |  | 1
26-335-17 | Jackson tracheal retractor, 17 cm |  | 1
16-122-01 | Trachea hook, blunt, 1-prong, 16 cm |  | 1
16-003-02 | Volkmann retractor, 2-prongs, blunt, 22 cm |  | 2
16-133-10 | Cushing vein hook, 10 mm, 20 cm |  | 2
16-120-01 | Trachea hook, sharp, 1-prong, 16 cm |  | 2
26-319-02 | Chevalier-Jackson Tracheal tubes, Fig 2 | Ø 6mm, German silver | 1
26-319-04 | Chevalier-Jackson Tracheal tubes, Fig 4 | Ø 8mm, German silver | 1
26-319-06 | Chevalier-Jackson Tracheal tubes, Fig 6 | Ø 10mm, German silver | 1
10-911-02 | Yankauer suction tube, 27 cm with central | bore Ø 2.0 mm | 1
10-902-10 | Frazier suction tube, 30°, 13 cm, 10 Charr. |  | 1
18-002-16 | Mayo-Hegar TC-needle holder, 16 cm |  | 1
55-310-60 | Container bottom, aluminium, 310 x 272 x 96 mm, | non perforated | 1
55-310-90 | Container lid, aluminium, silver, 295 x 280 mm, | perforated | 1
55-390-05 | Wire basket, 246 x 246 x 50 mm |  | 1
55-820-03 | Identification label, red |  | 1
57-040-20 | MASTOID SET
15-702-20 | Gross-Maier sponge forceps, straight, 20 cm |  | 2
15-801-08 | Backhaus towel forceps, 8 cm |  | 6
10-103-01 | Scalpel handle, standard No. 3 |  | 2
12-160-17 | TC Mayo scissors, straight, 17 cm |  | 1
11-441-11 | Iris scissors (M), curved, 11 cm |  | 1
11-002-14 | Surgical scissors, Fig. 2, straight, 14 cm, | sharp/blunt | 1
13-142-12 | Adson dissecting forceps, 1x2, 12 cm |  | 2
13-000-14 | Standard dressing forceps, straight, 14.5 cm |  | 2
13-417-20 | Grünwald-Jansen dressing forceps, 20 cm |  | 1
15-766-15 | Allis tissue forceps, 5x6, straight, 15 cm |  | 2
15-061-12 | Halsted-Mosquito forceps, curved, 12.5 cm |  | 8
15-001-16 | Pean forceps, curved, 16 cm |  | 6
27-104-00 | Hartmann ear speculum, set, 4 pieces Fig. 3 - 6 | (4,0 / 5.5 / 6.5 / 8.0 mm) | 1
16-124-02 | Trachea hook, sharp, 2-prongs, 16.5 cm |  | 2
16-124-03 | Trachea hook, sharp, 3-prongs, 16.5 cm |  | 2
16-217-13 | Weitlaner self retainig retractor, sharp, 3x4, | 13.5 cm | 2
16-215-06 | Jansen self retaining retractor, blunt, 10 cm |  | 1
16-139-01 | Senn-Miller retractor, sharp, 22 x 7 mm, 16 cm |  | 2
27-150-01 | Buck ear curette, blunt, straight, Fig. 000, | Ø 1.5 mm, 17 cm | 1
27-150-04 | Buck ear curette, blunt, straight, Fig. 1, | Ø 3.0 mm, 17 cm | 1
40-465-03 | Bruns bone curette, Fig. 00, 17 cm |  | 1
40-465-04 | Bruns bone curette, Fig. 0, 17 cm |  | 1
40-465-05 | Bruns bone curette, Fig. 1, 17 cm |  | 1
40-465-06 | Bruns bone curette, Fig. 2, 17 cm |  | 1
27-304-18 | Sexton tympanum perforator, straight, 18 cm |  | 1
40-273-06 | Alexander chisel, 6 mm, 17.5 cm |  | 1
40-273-08 | Alexander chisel, 8 mm, 17.5 cm |  | 1
40-273-10 | Alexander chisel, 10 mm, 17.5 cm |  | 1
40-274-06 | Alexander gouge, 6 mm, 17.5 cm |  | 1
40-274-08 | Alexander gouge, 8 mm, 17.5 cm |  | 1
40-274-10 | Alexander gouge, 10 mm, 17.5 cm |  | 1
26-678-19 | Mc Kenty elevator, 4.5 / 5 mm, 21 cm |  | 1
40-004-04 | Kerrison punch, 90 mm, 4 mm, 90° up |  | 1
40-004-05 | Kerrison punch, 90 mm, 5 mm, 90° up |  | 1
40-027-05 | Ferris-Smith-Kerrison punch, 180 mm, 5 mm, 90° up | with ring handle | 1
40-215-28 | Williger mallet, Ø 28 mm, 340 g, 24 cm |  | 1
10-902-08 | Frazier suction tube, 30°, 13 cm, 8 Charr. |  | 1
18-002-16 | Mayo-Hegar TC-needle holder, 16 cm |  | 2
57-040-20 C | MASTOID SET, CONTAINER AND BASKET
15-702-20 | Gross-Maier sponge forceps, straight, 20 cm |  | 2
15-801-08 | Backhaus towel forceps, 8 cm |  | 6
10-103-01 | Scalpel handle, standard No. 3 |  | 2
12-160-17 | TC Mayo scissors, straight, 17 cm |  | 1
11-441-11 | Iris scissors (M), curved, 11 cm |  | 1
11-002-14 | Surgical scissors, Fig. 2, straight, 14 cm, | sharp/blunt | 1
13-142-12 | Adson dissecting forceps, 1x2, 12 cm |  | 2
13-000-14 | Standard dressing forceps, straight, 14.5 cm |  | 2
13-417-20 | Grünwald-Jansen dressing forceps, 20 cm |  | 1
15-766-15 | Allis tissue forceps, 5x6, straight, 15 cm |  | 2
15-061-12 | Halsted-Mosquito forceps, curved, 12.5 cm |  | 8
15-001-16 | Pean forceps, curved, 16 cm |  | 6
27-104-00 | Hartmann ear speculum, set, 4 pieces Fig. 3 - 6 | (4,0 / 5.5 / 6.5 / 8.0 mm) | 1
16-124-02 | Trachea hook, sharp, 2-prongs, 16.5 cm |  | 2
16-124-03 | Trachea hook, sharp, 3-prongs, 16.5 cm |  | 2
16-217-13 | Weitlaner self retainig retractor, sharp, 3x4, | 13.5 cm | 2
16-215-06 | Jansen self retaining retractor, blunt, 10 cm |  | 1
16-139-01 | Senn-Miller retractor, sharp, 22 x 7 mm, 16 cm |  | 2
27-150-01 | Buck ear curette, blunt, straight, Fig. 000, | Ø 1.5 mm, 17 cm | 1
27-150-04 | Buck ear curette, blunt, straight, Fig. 1, | Ø 3.0 mm, 17 cm | 1
40-465-03 | Bruns bone curette, Fig. 00, 17 cm |  | 1
40-465-04 | Bruns bone curette, Fig. 0, 17 cm |  | 1
40-465-05 | Bruns bone curette, Fig. 1, 17 cm |  | 1
40-465-06 | Bruns bone curette, Fig. 2, 17 cm |  | 1
27-304-18 | Sexton tympanum perforator, straight, 18 cm |  | 1
40-273-06 | Alexander chisel, 6 mm, 17.5 cm |  | 1
40-273-08 | Alexander chisel, 8 mm, 17.5 cm |  | 1
40-273-10 | Alexander chisel, 10 mm, 17.5 cm |  | 1
40-274-06 | Alexander gouge, 6 mm, 17.5 cm |  | 1
40-274-08 | Alexander gouge, 8 mm, 17.5 cm |  | 1
40-274-10 | Alexander gouge, 10 mm, 17.5 cm |  | 1
26-678-19 | Mc Kenty elevator, 4.5 / 5 mm, 21 cm |  | 1
40-004-04 | Kerrison punch, 90 mm, 4 mm, 90° up |  | 1
40-004-05 | Kerrison punch, 90 mm, 5 mm, 90° up |  | 1
40-027-05 | Ferris-Smith-Kerrison punch, 180 mm, 5 mm, 90° up | with ring handle | 1
40-215-28 | Williger mallet, Ø 28 mm, 340 g, 24 cm |  | 1
10-902-08 | Frazier suction tube, 30°, 13 cm, 8 Charr. |  | 1
18-002-16 | Mayo-Hegar TC-needle holder, 16 cm |  | 2
55-110-60 | Container bottom, aluminium, 600 x 272 x 96 mm, | non perforated | 1
55-110-90 | Container lid, aluminium, silver, 585 x 285 mm, | perforated | 1
55-190-05 | Wire basket, 480 x 245 x 50 mm |  | 1
55-820-03 | Identification label, red |  | 1
57-040-22 | MICRO EAR INSTRUMENTS SET
16-064-01 | Williger retractor, straight, 12 cm |  | 2
16-220-13 | Wullstein self retaining retractor, blunt, 3x3, | 13 cm | 1
16-218-10 | Weitlaner self retainig retractor, blunt, | 2x3 teeth, 11 cm | 1
27-104-00 | Hartmann ear speculum, set, 4 pieces Fig. 3 - 6 | (4,0 / 5.5 / 6.5 / 8.0 mm) | 1
15-825-10 | Tohoku towel forceps, 10 cm |  | 6
26-508-01 | Hartmann-Halle nasal specula, Fig. 1, | with aseptic joint, 15.5 cm | 1
26-524-01 | Killian nasal specula, 35 mm |  | 1
10-910-25 | Yasargil suction tube, Ø 2.5 mm, 150 mm |  | 1
10-910-21 | Yasargil suction tube, Ø 2.0 mm, 150 mm |  | 1
10-103-01 | Scalpel handle, standard No. 3 |  | 1
13-407-14 | Lucae dressing forceps, 14 cm |  | 2
13-102-14 | Dissecting forceps 1x2, delicate, 14 cm |  | 1
13-104-14 | Dissecting forceps 1x2, delicate, 14 cm |  | 1
13-004-14 | Standard dressing forceps delicate, straight, 14cm |  | 1
11-227-15 | Metzenbaum scissors,short blade, curved, 15 cm |  | 1
11-408-14 | Sanvenero scissors, straight, 14 cm |  | 1
11-409-14 | Sanvenero scissors, curved, 14 cm |  | 1
11-003-14 | Surgical scissors, Fig. 2, curved, 14 cm, | sharp/blunt | 1
15-061-12 | Halsted-Mosquito forceps, curved, 12.5 cm |  | 2
17-014-15 | Crile-Wood needle holder, 15 cm |  | 1
40-417-04 | Martin cushing periosteal elevator, 7 mm, 19.5 cm |  | 1
16-124-02 | Trachea hook, sharp, 2-prongs, 16.5 cm |  | 2
27-510-04 | Rosen micro needle, strongly curved, 16 cm |  | 1
27-510-03 | Barbara micro needle, curved, 16 cm |  | 1
27-510-01 | Barbara micro needle, straight, 16 cm |  | 1
27-501-01 | Plester Flap knife, 2.4 x 3.0 mm, 16 cm |  | 1
27-500-02 | Plester sickle knife, curved, 16 cm |  | 1
27-503-04 | Rosen circular cut knife, Ø 2.6 mm, 45°, 16 cm |  | 1
27-510-08 | Shambaugh micro hook, 45°, 0.4 mm, 16 cm |  | 1
27-510-15 | Shambaugh micro hook, 90°, 1.0 mm, 16 cm |  | 1
27-510-09 | Shambaugh micro hook, 45°, 0.6 mm, 16 cm |  | 1
27-504-02 | House elevator, 12.0 x 1.0 mm, 16 cm |  | 1
27-151-03 | Buck ear curette, blunt, angled, Fig. 0 | Ø 2.5 mm, 17 cm | 1
27-151-04 | Buck ear curette, blunt, angled, Fig. 1 | Ø 3.0 mm, 17 cm | 1
27-226-20 | Hartmann ear forceps, straight, Ø 2.0 mm | through cutting, WL 85 mm | 1
27-422-01 | McGee wire closure forceps, down curved, | 0.8 x 3.5 mm, WL 80 mm | 1
27-426-02 | House-Dieter Malleus nipper, 1.3 mm, up cutting, | WL 80 mm | 1
27-406-01 | Wullstein ear cup forceps, straight, oval, | 1.0 x 0.9 mm, WL 80 mm | 1
27-454-01 | Bellucci micro scissors, tubular shaft, straight, | 4 mm, WL 80 mm | 1
27-400-02 | Micro ear forceps, serrated, straight, | 4.0 x 0.8 mm, WL 80 mm | 1
51-103-06 | Round bowls, Ø 60 mm, H 34 mm, 0.05 l |  | 2
51-109-02 | Graduated measure, 50 ml |  | 2
51-109-01 | Medicine cup, 25 ml, graduated |  | 2
57-040-22 C | MICRO EAR INSTRUMENTS SET, CONTAINER AND BASKET
16-064-01 | Williger retractor, straight, 12 cm |  | 2
16-220-13 | Wullstein self retaining retractor, blunt, 3x3, | 13 cm | 1
16-218-10 | Weitlaner self retainig retractor, blunt, | 2x3 teeth, 11 cm | 1
27-104-00 | Hartmann ear speculum, set, 4 pieces Fig. 3 - 6 | (4,0 / 5.5 / 6.5 / 8.0 mm) | 1
15-825-10 | Tohoku towel forceps, 10 cm |  | 6
26-508-01 | Hartmann-Halle nasal specula, Fig. 1, | with aseptic joint, 15.5 cm | 1
26-524-01 | Killian nasal specula, 35 mm |  | 1
10-910-25 | Yasargil suction tube, Ø 2.5 mm, 150 mm |  | 1
10-910-21 | Yasargil suction tube, Ø 2.0 mm, 150 mm |  | 1
10-103-01 | Scalpel handle, standard No. 3 |  | 1
13-407-14 | Lucae dressing forceps, 14 cm |  | 2
13-102-14 | Dissecting forceps 1x2, delicate, 14 cm |  | 1
13-104-14 | Dissecting forceps 1x2, delicate, 14 cm |  | 1
13-004-14 | Standard dressing forceps delicate, straight, 14cm |  | 1
11-227-15 | Metzenbaum scissors,short blade, curved, 15 cm |  | 1
11-408-14 | Sanvenero scissors, straight, 14 cm |  | 1
11-409-14 | Sanvenero scissors, curved, 14 cm |  | 1
11-003-14 | Surgical scissors, Fig. 2, curved, 14 cm, | sharp/blunt | 1
15-061-12 | Halsted-Mosquito forceps, curved, 12.5 cm |  | 2
17-014-15 | Crile-Wood needle holder, 15 cm |  | 1
40-417-04 | Martin cushing periosteal elevator, 7 mm, 19.5 cm |  | 1
16-124-02 | Trachea hook, sharp, 2-prongs, 16.5 cm |  | 2
27-510-04 | Rosen micro needle, strongly curved, 16 cm |  | 1
27-510-03 | Barbara micro needle, curved, 16 cm |  | 1
27-510-01 | Barbara micro needle, straight, 16 cm |  | 1
27-501-01 | Plester Flap knife, 2.4 x 3.0 mm, 16 cm |  | 1
27-500-02 | Plester sickle knife, curved, 16 cm |  | 1
27-503-04 | Rosen circular cut knife, Ø 2.6 mm, 45°, 16 cm |  | 1
27-510-08 | Shambaugh micro hook, 45°, 0.4 mm, 16 cm |  | 1
27-510-15 | Shambaugh micro hook, 90°, 1.0 mm, 16 cm |  | 1
27-510-09 | Shambaugh micro hook, 45°, 0.6 mm, 16 cm |  | 1
27-504-02 | House elevator, 12.0 x 1.0 mm, 16 cm |  | 1
27-151-03 | Buck ear curette, blunt, angled, Fig. 0 | Ø 2.5 mm, 17 cm | 1
27-151-04 | Buck ear curette, blunt, angled, Fig. 1 | Ø 3.0 mm, 17 cm | 1
27-226-20 | Hartmann ear forceps, straight, Ø 2.0 mm | through cutting, WL 85 mm | 1
27-422-01 | McGee wire closure forceps, down curved, | 0.8 x 3.5 mm, WL 80 mm | 1
27-426-02 | House-Dieter Malleus nipper, 1.3 mm, up cutting, | WL 80 mm | 1
27-406-01 | Wullstein ear cup forceps, straight, oval, | 1.0 x 0.9 mm, WL 80 mm | 1
27-454-01 | Bellucci micro scissors, tubular shaft, straight, | 4 mm, WL 80 mm | 1
27-400-02 | Micro ear forceps, serrated, straight, | 4.0 x 0.8 mm, WL 80 mm | 1
51-103-06 | Round bowls, Ø 60 mm, H 34 mm, 0.05 l |  | 2
51-109-02 | Graduated measure, 50 ml |  | 2
51-109-01 | Medicine cup, 25 ml, graduated |  | 2
55-110-61 | Container bottom, aluminium, 600 x 272 x 116 mm, | non perforated | 1
55-110-90 | Container lid, aluminium, silver, 585 x 285 mm, | perforated | 1
55-190-05 | Wire basket, 480 x 245 x 50 mm |  | 1
55-820-03 | Identification label, red |  | 1
57-040-24 | FOOTPLATE INSTRUMENTS / STAPEDECTOMY SET
26-508-03 | Hartmann-Halle nasal specula, Fig. 3, | with aseptic joint, 15.5 cm | 1
40-358-19 | Freer elevator, blunt, 6 mm, 19 cm |  | 1
10-103-01 | Scalpel handle, standard No. 3 |  | 3
26-655-18 | Halle septum elevator, 3.3 mm, 18 cm |  | 1
13-100-11 | Dissecting forceps 1x2, 11 cm |  | 1
13-054-15 | Semken forceps, straight, 15 cm |  | 2
11-003-11 | Surgical scissors, Fig. 2, curved, 11 cm, | sharp/blunt | 1
16-223-13 | Plester self retaining retractor, blunt, 2x2, 13cm |  | 3
16-224-11 | Plester self retaining retractor, left full, 11 cm |  | 2
16-225-11 | Plester self retaining retractor, right full, 11cm |  | 2
16-219-13 | Wullstein self retaining retractor, sharp, 3x3, | 13 cm | 1
11-003-14 | Surgical scissors, Fig. 2, curved, 14 cm, | sharp/blunt | 1
18-022-13 | Hegar-Baumgartner TC-needle holder, 13 cm |  | 1
15-061-12 | Halsted-Mosquito forceps, curved, 12.5 cm |  | 6
15-801-11 | Backhaus towel forceps, 11 cm |  | 6
27-428-01 | Fuller Introducing forceps for teflon prothesis, | WL 80 mm | 1
15-825-10 | Tohoku towel forceps, 10 cm |  | 6
18-012-15 | Crile-Wood TC-needle holder, 15 cm |  | 1
26-508-02 | Hartmann-Halle nasal specula, Fig. 2, | with aseptic joint, 15.5 cm | 1
13-407-14 | Lucae dressing forceps, 14 cm |  | 2
51-103-06 | Round bowls, Ø 60 mm, H 34 mm, 0.05 l |  | 1
51-103-08 | Round bowls, Ø 85 mm, H 50 mm, 0.175 l |  | 1
40-379-08 | Periosteal elevator, 8 mm, |  | 1
27-318-03 | Lempert elevator, curved, 3 mm, 19 cm |  | 1
13-614-11 | Micro Tying forceps, 1x2, 11 cm |  | 1
11-423-12 | Wagner, scissors Fig. 2 (sharp/blunt), curved, | 12 cm | 1
15-000-14 | Pean forceps, straight, 14 cm |  | 2
15-060-12 | Halsted-Mosquito forceps, straight, 12.5 cm |  | 2
27-104-04 | Hartmann ear specula, round, inner Ø 4.0 mm |  | 1
27-104-05 | Hartmann ear specula, round, inner Ø 5.5 mm |  | 1
27-104-06 | Hartmann ear specula, round, inner Ø 6.5 mm |  | 1
27-104-08 | Hartmann ear specula, round, inner Ø 8,0 mm |  | 1
27-400-02 | Micro ear forceps, serrated, straight, | 4.0 x 0.8 mm, WL 80 mm | 1
27-406-01 | Wullstein ear cup forceps, straight, oval, | 1.0 x 0.9 mm, WL 80 mm | 1
27-214-14 | Hartmann ear forceps, serrated, WL 140 mm |  | 1
27-226-00 | Hartmann cup shaped forceps, straight, Ø 1.0 mm, | WL 85 mm | 1
27-226-01 | Hartmann cup shaped forceps, straight, Ø 2.0 mm, | WL 85 mm | 1
27-412-03 | Bellucci micro scissors, right curved, 4.5 mm, | WL 80 mm | 1
27-412-04 | Bellucci micro scissors, left curved, 4.5 mm, | WL 80 mm | 1
27-412-01 | Bellucci micro scissors, straight, 4.5 mm, | WL 80 mm | 1
27-426-02 | House-Dieter Malleus nipper, 1.3 mm, up cutting, | WL 80 mm | 1
27-422-01 | McGee wire closure forceps, down curved, | 0.8 x 3.5 mm, WL 80 mm | 1
10-900-00 | Wullstein suction tube, complete |  | 1
10-910-16 | Yasargil suction tube, Ø 1.5 mm, 150 mm |  | 1
10-910-21 | Yasargil suction tube, Ø 2.0 mm, 150 mm |  | 1
27-181-02 | Day ear hook, Fig. 2, short, 17 cm |  | 1
16-103-07 | Wagener ear hooklet, Fig. 7, 14 cm |  | 1
27-503-07 | Rosen circular cut knife, Ø 1.6 mm, 45°, 16 cm |  | 1
27-503-08 | Rosen circular cut knife, Ø 1.4 mm, 45°, 16 cm |  | 1
27-503-09 | Rosen circular cut knife, Ø 1.0 mm, 45°, 16 cm |  | 1
27-510-02 | Barbara micro needle, angled, 16 cm |  | 1
27-510-03 | Barbara micro needle, curved, 16 cm |  | 1
27-510-05 | Shambaugh micro hook, 25°, 0.3 mm, 16 cm |  | 1
27-510-09 | Shambaugh micro hook, 45°, 0.6 mm, 16 cm |  | 1
27-510-18 | Shambaugh micro hook, 45°, 1.5 mm, 16 cm |  | 1
27-510-15 | Shambaugh micro hook, 90°, 1.0 mm, 16 cm |  | 1
27-510-25 | Shambaugh micro hook, 90°, 1.2 mm, 16 cm |  | 1
27-504-16 | Dissector, single curved, left, 16 cm |  | 1
27-504-17 | Dissector, single curved, right, 16 cm |  | 1
27-504-03 | Rosen raspatory, round edge, 16 cm |  | 1
27-504-09 | Rosen fenestra hook, 0.6 mm, retrograde | cutting, 16 cm | 1
27-308-16 | Politzer tympanum perforator, 16.5 cm |  | 1
27-304-18 | Sexton tympanum perforator, straight, 18 cm |  | 1
17-786-23 | Knot pusher, 23 cm |  | 1
27-152-01 | Buck ear curette, sharp, straight, Fig. 000, | Ø 1.5 mm, 17 cm | 1
27-152-02 | Buck ear curette, sharp, straight, Fig. 00, | Ø 2.0 mm, 17 cm | 1
11-441-10 | Iris scissors (M), curved, 10 cm |  | 1
57-040-24 C | FOOTPLATE INSTRUMENTS / STAPEDECTOMY SET, CONTAINER AND BASKET
26-508-03 | Hartmann-Halle nasal specula, Fig. 3, | with aseptic joint, 15.5 cm | 1
40-358-19 | Freer elevator, blunt, 6 mm, 19 cm |  | 1
10-103-01 | Scalpel handle, standard No. 3 |  | 3
26-655-18 | Halle septum elevator, 3.3 mm, 18 cm |  | 1
13-100-11 | Dissecting forceps 1x2, 11 cm |  | 1
13-054-15 | Semken forceps, straight, 15 cm |  | 2
11-003-11 | Surgical scissors, Fig. 2, curved, 11 cm, | sharp/blunt | 1
16-223-13 | Plester self retaining retractor, blunt, 2x2, 13cm |  | 3
16-224-11 | Plester self retaining retractor, left full, 11 cm |  | 2
16-225-11 | Plester self retaining retractor, right full, 11cm |  | 2
16-219-13 | Wullstein self retaining retractor, sharp, 3x3, | 13 cm | 1
11-003-14 | Surgical scissors, Fig. 2, curved, 14 cm, | sharp/blunt | 1
18-022-13 | Hegar-Baumgartner TC-needle holder, 13 cm |  | 1
15-061-12 | Halsted-Mosquito forceps, curved, 12.5 cm |  | 6
15-801-11 | Backhaus towel forceps, 11 cm |  | 6
27-428-01 | Fuller Introducing forceps for teflon prothesis, | WL 80 mm | 1
15-825-10 | Tohoku towel forceps, 10 cm |  | 6
18-012-15 | Crile-Wood TC-needle holder, 15 cm |  | 1
26-508-02 | Hartmann-Halle nasal specula, Fig. 2, | with aseptic joint, 15.5 cm | 1
13-407-14 | Lucae dressing forceps, 14 cm |  | 2
51-103-06 | Round bowls, Ø 60 mm, H 34 mm, 0.05 l |  | 1
51-103-08 | Round bowls, Ø 85 mm, H 50 mm, 0.175 l |  | 1
40-379-08 | Periosteal elevator, 8 mm, |  | 1
27-318-03 | Lempert elevator, curved, 3 mm, 19 cm |  | 1
13-614-11 | Micro Tying forceps, 1x2, 11 cm |  | 1
11-423-12 | Wagner, scissors Fig. 2 (sharp/blunt), curved, | 12 cm | 1
15-000-14 | Pean forceps, straight, 14 cm |  | 2
15-060-12 | Halsted-Mosquito forceps, straight, 12.5 cm |  | 2
27-104-04 | Hartmann ear specula, round, inner Ø 4.0 mm |  | 1
27-104-05 | Hartmann ear specula, round, inner Ø 5.5 mm |  | 1
27-104-06 | Hartmann ear specula, round, inner Ø 6.5 mm |  | 1
27-104-08 | Hartmann ear specula, round, inner Ø 8,0 mm |  | 1
27-400-02 | Micro ear forceps, serrated, straight, | 4.0 x 0.8 mm, WL 80 mm | 1
27-406-01 | Wullstein ear cup forceps, straight, oval, | 1.0 x 0.9 mm, WL 80 mm | 1
27-214-14 | Hartmann ear forceps, serrated, WL 140 mm |  | 1
27-226-00 | Hartmann cup shaped forceps, straight, Ø 1.0 mm, | WL 85 mm | 1
27-226-01 | Hartmann cup shaped forceps, straight, Ø 2.0 mm, | WL 85 mm | 1
27-412-03 | Bellucci micro scissors, right curved, 4.5 mm, | WL 80 mm | 1
27-412-04 | Bellucci micro scissors, left curved, 4.5 mm, | WL 80 mm | 1
27-412-01 | Bellucci micro scissors, straight, 4.5 mm, | WL 80 mm | 1
27-426-02 | House-Dieter Malleus nipper, 1.3 mm, up cutting, | WL 80 mm | 1
27-422-01 | McGee wire closure forceps, down curved, | 0.8 x 3.5 mm, WL 80 mm | 1
10-900-00 | Wullstein suction tube, complete |  | 1
10-910-16 | Yasargil suction tube, Ø 1.5 mm, 150 mm |  | 1
10-910-21 | Yasargil suction tube, Ø 2.0 mm, 150 mm |  | 1
27-181-02 | Day ear hook, Fig. 2, short, 17 cm |  | 1
16-103-07 | Wagener ear hooklet, Fig. 7, 14 cm |  | 1
27-503-07 | Rosen circular cut knife, Ø 1.6 mm, 45°, 16 cm |  | 1
27-503-08 | Rosen circular cut knife, Ø 1.4 mm, 45°, 16 cm |  | 1
27-503-09 | Rosen circular cut knife, Ø 1.0 mm, 45°, 16 cm |  | 1
27-510-02 | Barbara micro needle, angled, 16 cm |  | 1
27-510-03 | Barbara micro needle, curved, 16 cm |  | 1
27-510-05 | Shambaugh micro hook, 25°, 0.3 mm, 16 cm |  | 1
27-510-09 | Shambaugh micro hook, 45°, 0.6 mm, 16 cm |  | 1
27-510-18 | Shambaugh micro hook, 45°, 1.5 mm, 16 cm |  | 1
27-510-15 | Shambaugh micro hook, 90°, 1.0 mm, 16 cm |  | 1
27-510-25 | Shambaugh micro hook, 90°, 1.2 mm, 16 cm |  | 1
27-504-16 | Dissector, single curved, left, 16 cm |  | 1
27-504-17 | Dissector, single curved, right, 16 cm |  | 1
27-504-03 | Rosen raspatory, round edge, 16 cm |  | 1
27-504-09 | Rosen fenestra hook, 0.6 mm, retrograde | cutting, 16 cm | 1
27-308-16 | Politzer tympanum perforator, 16.5 cm |  | 1
27-304-18 | Sexton tympanum perforator, straight, 18 cm |  | 1
17-786-23 | Knot pusher, 23 cm |  | 1
27-152-01 | Buck ear curette, sharp, straight, Fig. 000, | Ø 1.5 mm, 17 cm | 1
27-152-02 | Buck ear curette, sharp, straight, Fig. 00, | Ø 2.0 mm, 17 cm | 1
11-441-10 | Iris scissors (M), curved, 10 cm |  | 1
55-110-62 | Container bottom, aluminium, 600 x 272 x 138 mm, | non perforated | 1
55-110-90 | Container lid, aluminium, silver, 585 x 285 mm, | perforated | 1
55-190-05 | Wire basket, 480 x 245 x 50 mm |  | 1
55-820-03 | Identification label, red |  | 1
57-040-26 | OTOPEXY SET
15-825-10 | Tohoku towel forceps, 10 cm |  | 4
10-103-01 | Scalpel handle, standard No. 3 |  | 1
13-191-12 | Adson - Brown forceps, 7x7, 12 cm |  | 1
13-138-11 | Graefe fixation forceps, without lock, 11 cm |  | 1
13-134-10 | Graefe forceps, straight, 1.0 mm, 10 cm, 1x2 teeth |  | 1
11-013-14 | Surgical scissors curved, delicate, Fig.2, 14 cm | sharp/blunt | 1
11-245-15 | Kilner (Ragnell) scissors, curved, 15 cm |  | 1
11-321-13 | Fomon nasal scissors, strongly curved, 13 cm |  | 1
15-061-12 | Halsted-Mosquito forceps, curved, 12.5 cm |  | 2
15-000-16 | Pean forceps, straight, 16 cm |  | 1
16-154-02 | Joseph skin hook, 2-prongs, 2 mm, 16 cm |  | 2
16-108-01 | Graefe-Micro-Hook, sharp, 15 cm |  | 2
16-112-01 | Guthrie hook, 2 prongs, sharp, 16 cm small model |  | 2
18-012-15 | Crile-Wood TC-needle holder, 15 cm |  | 1
51-103-06 | Round bowls, Ø 60 mm, H 34 mm, 0.05 l |  | 1
57-040-26 C | OTOPEXY SET, CONTAINER AND BASKET
15-825-10 | Tohoku towel forceps, 10 cm |  | 4
10-103-01 | Scalpel handle, standard No. 3 |  | 1
13-191-12 | Adson - Brown forceps, 7x7, 12 cm |  | 1
13-138-11 | Graefe fixation forceps, without lock, 11 cm |  | 1
13-134-10 | Graefe forceps, straight, 1.0 mm, 10 cm, 1x2 teeth |  | 1
11-013-14 | Surgical scissors curved, delicate, Fig.2, 14 cm | sharp/blunt | 1
11-245-15 | Kilner (Ragnell) scissors, curved, 15 cm |  | 1
11-321-13 | Fomon nasal scissors, strongly curved, 13 cm |  | 1
15-061-12 | Halsted-Mosquito forceps, curved, 12.5 cm |  | 2
15-000-16 | Pean forceps, straight, 16 cm |  | 1
16-154-02 | Joseph skin hook, 2-prongs, 2 mm, 16 cm |  | 2
16-108-01 | Graefe-Micro-Hook, sharp, 15 cm |  | 2
16-112-01 | Guthrie hook, 2 prongs, sharp, 16 cm small model |  | 2
18-012-15 | Crile-Wood TC-needle holder, 15 cm |  | 1
51-103-06 | Round bowls, Ø 60 mm, H 34 mm, 0.05 l |  | 1
55-510-61 | Container bottom, aluminium, 320 x 186 x 59 mm, | non perforated - for Special container | 1
55-510-90 | Container lid, aluminium, silver, 325 x 192 mm, | perforated - for Special container | 1
55-525-05 | Stainless steel tray 275 x 175 x 45mm, without lid |  | 1
55-820-03 | Identification label, red |  | 1
57-040-28 | LARYNGECTOMY UND RADICAL NECK DISSECTION SET
15-702-27 | Gross-Maier sponge forceps, straight, 27 cm |  | 4
15-825-10 | Tohoku towel forceps, 10 cm |  | 6
10-103-01 | Scalpel handle, standard No. 3 |  | 2
12-211-20 | TC Metzenbaum scissors, delicate, curved, 20 cm |  | 1
12-161-17 | TC Mayo scissors, curved, 17 cm |  | 1
11-200-18 | Metzenbaum scissors,straight, Fig. 1, 18 cm |  | 1
11-002-14 | Surgical scissors, Fig. 2, straight, 14 cm, | sharp/blunt | 1
13-000-14 | Standard dressing forceps, straight, 14.5 cm |  | 2
13-100-14 | Dissecting forceps 1x2, 14.5 cm |  | 2
13-042-12 | Adson dressing forceps, 12 cm |  | 2
13-142-12 | Adson dissecting forceps, 1x2, 12 cm |  | 2
13-061-17 | Taylor forceps, bayonet shaped, dissector end,17cm |  | 1
15-766-15 | Allis tissue forceps, 5x6, straight, 15 cm |  | 6
15-060-12 | Halsted-Mosquito forceps, straight, 12.5 cm |  | 12
15-061-12 | Halsted-Mosquito forceps, curved, 12.5 cm |  | 12
15-000-16 | Pean forceps, straight, 16 cm |  | 6
26-033-13 | Whitehead-Jennings mouth gag, 13 cm |  | 1
26-017-01 | Wieder tongue depressor, Fig. 1, 14.5 cm |  | 1
16-050-01 | Roux retractor, Fig. 1, 14 cm |  | 1
16-003-04 | Volkmann retractor, 4-prongs, blunt, 22 cm |  | 2
16-058-00 | Parker Langenbeck retractor set, | Fig. 1 a. Fig. 2, 21 cm, (US army) | 1
16-055-00 | Parker-Baby retractor, set of Fig.1&2 13.5 cm |  | 1
26-337-21 | Schoenborn tracheal retractor, 20.5 cm |  | 2
40-465-02 | Bruns bone curette, Fig. 000, 17 cm |  | 1
40-465-03 | Bruns bone curette, Fig. 00, 17 cm |  | 1
40-465-04 | Bruns bone curette, Fig. 0, 17 cm |  | 1
40-265-05 | Partsch chisel, 14 cm, 5 mm |  | 1
40-263-06 | Chisel, 6 mm, 14 cm |  | 1
20-188-20 | Dandy root retractor, 20 cm |  | 2
40-215-28 | Williger mallet, Ø 28 mm, 340 g, 24 cm |  | 1
26-318-04 | Luer Tracheal tubes , Fig 4, Ø 8mm | German silver | 1
26-318-06 | Luer Tracheal tubes , Fig 6, Ø 10mm | German silver | 1
26-318-08 | Luer Tracheal tubes , Fig 8, Ø 12mm | German silver | 1
10-902-10 | Frazier suction tube, 30°, 13 cm, 10 Charr. |  | 1
10-902-12 | Frazier suction tube, 30°, 13 cm, 12 Charr. |  | 1
10-911-02 | Yankauer suction tube, 27 cm with central | bore Ø 2.0 mm | 1
18-004-18 | De Bakey TC-needle holder, 18 cm, | Mayo Hegar delicate | 2
18-012-15 | Crile-Wood TC-needle holder, 15 cm |  | 1
57-040-28 C | LARYNGECTOMY UND RADICAL NECK DISSECTION SET, CONTAINER AND BASKET
15-702-27 | Gross-Maier sponge forceps, straight, 27 cm |  | 4
15-825-10 | Tohoku towel forceps, 10 cm |  | 6
10-103-01 | Scalpel handle, standard No. 3 |  | 2
12-211-20 | TC Metzenbaum scissors, delicate, curved, 20 cm |  | 1
12-161-17 | TC Mayo scissors, curved, 17 cm |  | 1
11-200-18 | Metzenbaum scissors,straight, Fig. 1, 18 cm |  | 1
11-002-14 | Surgical scissors, Fig. 2, straight, 14 cm, | sharp/blunt | 1
13-000-14 | Standard dressing forceps, straight, 14.5 cm |  | 2
13-100-14 | Dissecting forceps 1x2, 14.5 cm |  | 2
13-042-12 | Adson dressing forceps, 12 cm |  | 2
13-142-12 | Adson dissecting forceps, 1x2, 12 cm |  | 2
13-061-17 | Taylor forceps, bayonet shaped, dissector end,17cm |  | 1
15-766-15 | Allis tissue forceps, 5x6, straight, 15 cm |  | 6
15-060-12 | Halsted-Mosquito forceps, straight, 12.5 cm |  | 12
15-061-12 | Halsted-Mosquito forceps, curved, 12.5 cm |  | 12
15-000-16 | Pean forceps, straight, 16 cm |  | 6
26-033-13 | Whitehead-Jennings mouth gag, 13 cm |  | 1
26-017-01 | Wieder tongue depressor, Fig. 1, 14.5 cm |  | 1
16-050-01 | Roux retractor, Fig. 1, 14 cm |  | 1
16-003-04 | Volkmann retractor, 4-prongs, blunt, 22 cm |  | 2
16-058-00 | Parker Langenbeck retractor set, | Fig. 1 a. Fig. 2, 21 cm, (US army) | 1
16-055-00 | Parker-Baby retractor, set of Fig.1&2 13.5 cm |  | 1
26-337-21 | Schoenborn tracheal retractor, 20.5 cm |  | 2
40-465-02 | Bruns bone curette, Fig. 000, 17 cm |  | 1
40-465-03 | Bruns bone curette, Fig. 00, 17 cm |  | 1
40-465-04 | Bruns bone curette, Fig. 0, 17 cm |  | 1
40-265-05 | Partsch chisel, 14 cm, 5 mm |  | 1
40-263-06 | Chisel, 6 mm, 14 cm |  | 1
20-188-20 | Dandy root retractor, 20 cm |  | 2
40-215-28 | Williger mallet, Ø 28 mm, 340 g, 24 cm |  | 1
26-318-04 | Luer Tracheal tubes , Fig 4, Ø 8mm | German silver | 1
26-318-06 | Luer Tracheal tubes , Fig 6, Ø 10mm | German silver | 1
26-318-08 | Luer Tracheal tubes , Fig 8, Ø 12mm | German silver | 1
10-902-10 | Frazier suction tube, 30°, 13 cm, 10 Charr. |  | 1
10-902-12 | Frazier suction tube, 30°, 13 cm, 12 Charr. |  | 1
10-911-02 | Yankauer suction tube, 27 cm with central | bore Ø 2.0 mm | 1
18-004-18 | De Bakey TC-needle holder, 18 cm, | Mayo Hegar delicate | 2
18-012-15 | Crile-Wood TC-needle holder, 15 cm |  | 1
55-110-60 | Container bottom, aluminium, 600 x 272 x 96 mm, | non perforated | 1
55-110-90 | Container lid, aluminium, silver, 585 x 285 mm, | perforated | 1
55-190-05 | Wire basket, 480 x 245 x 50 mm |  | 1
55-820-03 | Identification label, red |  | 1
57-040-30 | ENDONASAL MICRO-SURGERY SET
40-356-17 | Joseph periosteal elevator, 4 mm, 17 cm |  | 1
26-649-16 | Converse rhinoplastic knife, curved, 16 cm |  | 1
26-650-15 | Joseph rhinoplastic knife, straight, 15 cm |  | 1
26-528-01 | Cottle nasal specula, Fig. 1, 35 mm, with aseptic | joint, 15 cm | 1
26-528-02 | Cottle nasal specula, Fig. 2, 55 mm, with aseptic | joint, 15 cm | 1
26-528-03 | Cottle nasal specula, Fig. 3, 75 mm, with aseptic | joint, 15 cm | 1
26-528-04 | Cottle nasal specula, Fig. 4, 90 mm, with aseptic | joint, 15 cm | 1
10-910-16 | Yasargil suction tube, Ø 1.5 mm, 150 mm |  | 1
10-910-25 | Yasargil suction tube, Ø 2.5 mm, 150 mm |  | 1
11-441-11 | Iris scissors (M), curved, 11 cm |  | 1
11-428-11 | Killner scissors, sharp/sharp, straight, 11 cm |  | 1
11-335-18 | Heymann nasal scissors, medium, 18 cm |  | 1
11-003-13 | Surgical scissors, Fig. 2, curved, 13 cm, | sharp/blunt | 1
40-255-04 | Freer chisel, curved, 4 mm, 17 cm |  | 1
26-801-01 | Craig septum forceps, round, 16.5 cm |  | 1
40-045-03 | Takahashi forceps, 120 mm, 3 mm, 45° up |  | 1
26-262-00 | Huber universal handle for use with tubes |  | 1
40-036-48 | Weil-Blakesley forceps, 120 mm, 4.8 mm, straight |  | 2
40-042-01 | Watson-Williams forceps, 120 mm, Ø 7 mm, straight |  | 1
40-036-36 | Weil-Blakesley forceps, 120 mm, 3.6 mm, straight |  | 2
40-036-42 | Weil-Blakesley forceps, 120 mm, 4.2 mm, straight |  | 2
40-607-14 | Luer-Friedmann bone rongeur, slightly curved, | 14.5 cm | 1
13-191-12 | Adson - Brown forceps, 7x7, 12 cm |  | 1
13-417-20 | Grünwald-Jansen dressing forceps, 20 cm |  | 1
26-770-10 | Kilner alar retractor, two sharp prongs, | 10 mm, 8 cm | 1
10-609-01 | Bowman probe, German silver Fig. 00/0 |  | 1
10-609-02 | Bowman probe, German silver Fig. 1/2 |  | 1
10-609-03 | Bowman probe, German silver Fig. 3/4 |  | 1
10-609-04 | Bowman probe, German silver Fig. 5/6 |  | 1
10-609-05 | Bowman probe, German silver, Fig. 7/8 |  | 1
10-957-30 | Eicken, suction tube wide curve Ø 3.0 mm |  | 1
26-756-00 | Cottle bone crusher, complete with clamp |  | 1
40-202-30 | Cottle mallet, Ø 30 mm, 240 g, 19 cm, | one side flat, one side convex | 1
26-911-18 | Ray curette, horizontal 45° curved, Ø 4 mm, 180 mm |  | 1
31-611-13 | Scalpel handle, round, 13.5 cm |  | 1
18-028-13 | Halsey TC-needle holder, smooth, 13 cm |  | 1
26-829-03 | Kressner crushing forceps, 3 mm, 22 cm |  | 1
40-004-04 | Kerrison punch, 90 mm, 4 mm, 90° up |  | 1
57-040-30 C | ENDONASAL MICRO-SURGERY SET, CONTAINER AND BASKET
40-356-17 | Joseph periosteal elevator, 4 mm, 17 cm |  | 1
26-649-16 | Converse rhinoplastic knife, curved, 16 cm |  | 1
26-650-15 | Joseph rhinoplastic knife, straight, 15 cm |  | 1
26-528-01 | Cottle nasal specula, Fig. 1, 35 mm, with aseptic | joint, 15 cm | 1
26-528-02 | Cottle nasal specula, Fig. 2, 55 mm, with aseptic | joint, 15 cm | 1
26-528-03 | Cottle nasal specula, Fig. 3, 75 mm, with aseptic | joint, 15 cm | 1
26-528-04 | Cottle nasal specula, Fig. 4, 90 mm, with aseptic | joint, 15 cm | 1
10-910-16 | Yasargil suction tube, Ø 1.5 mm, 150 mm |  | 1
10-910-25 | Yasargil suction tube, Ø 2.5 mm, 150 mm |  | 1
11-441-11 | Iris scissors (M), curved, 11 cm |  | 1
11-428-11 | Killner scissors, sharp/sharp, straight, 11 cm |  | 1
11-335-18 | Heymann nasal scissors, medium, 18 cm |  | 1
11-003-13 | Surgical scissors, Fig. 2, curved, 13 cm, | sharp/blunt | 1
40-255-04 | Freer chisel, curved, 4 mm, 17 cm |  | 1
26-801-01 | Craig septum forceps, round, 16.5 cm |  | 1
40-045-03 | Takahashi forceps, 120 mm, 3 mm, 45° up |  | 1
26-262-00 | Huber universal handle for use with tubes |  | 1
40-036-48 | Weil-Blakesley forceps, 120 mm, 4.8 mm, straight |  | 2
40-042-01 | Watson-Williams forceps, 120 mm, Ø 7 mm, straight |  | 1
40-036-36 | Weil-Blakesley forceps, 120 mm, 3.6 mm, straight |  | 2
40-036-42 | Weil-Blakesley forceps, 120 mm, 4.2 mm, straight |  | 2
40-607-14 | Luer-Friedmann bone rongeur, slightly curved, | 14.5 cm | 1
13-191-12 | Adson - Brown forceps, 7x7, 12 cm |  | 1
13-417-20 | Grünwald-Jansen dressing forceps, 20 cm |  | 1
26-770-10 | Kilner alar retractor, two sharp prongs, | 10 mm, 8 cm | 1
10-609-01 | Bowman probe, German silver Fig. 00/0 |  | 1
10-609-02 | Bowman probe, German silver Fig. 1/2 |  | 1
10-609-03 | Bowman probe, German silver Fig. 3/4 |  | 1
10-609-04 | Bowman probe, German silver Fig. 5/6 |  | 1
10-609-05 | Bowman probe, German silver, Fig. 7/8 |  | 1
10-957-30 | Eicken, suction tube wide curve Ø 3.0 mm |  | 1
26-756-00 | Cottle bone crusher, complete with clamp |  | 1
40-202-30 | Cottle mallet, Ø 30 mm, 240 g, 19 cm, | one side flat, one side convex | 1
26-911-18 | Ray curette, horizontal 45° curved, Ø 4 mm, 180 mm |  | 1
31-611-13 | Scalpel handle, round, 13.5 cm |  | 1
18-028-13 | Halsey TC-needle holder, smooth, 13 cm |  | 1
26-829-03 | Kressner crushing forceps, 3 mm, 22 cm |  | 1
40-004-04 | Kerrison punch, 90 mm, 4 mm, 90° up |  | 1
55-110-61 | Container bottom, aluminium, 600 x 272 x 116 mm, | non perforated | 1
55-110-90 | Container lid, aluminium, silver, 585 x 285 mm, | perforated | 1
55-190-05 | Wire basket, 480 x 245 x 50 mm |  | 1
55-820-03 | Identification label, red |  | 1
57-040-32 | OTOPLASTY SET
15-801-11 | Backhaus towel forceps, 11 cm |  | 4
10-103-01 | Scalpel handle, standard No. 3 |  | 2
10-153-10 | Scalpel blades, sterile, Fig. 10, 100 pcs. |  | 1
10-153-15 | Scalpel blades, sterile, Fig. 15, 100 pcs. |  | 1
15-063-10 | Micro-Mosquito forceps, curved, 10 cm |  | 6
16-154-01 | Joseph skin hook, 1-prong, 16 cm |  | 2
16-154-02 | Joseph skin hook, 2-prongs, 2 mm, 16 cm |  | 2
13-191-12 | Adson - Brown forceps, 7x7, 12 cm |  | 1
13-042-12 | Adson dressing forceps, 12 cm |  | 1
13-154-12 | Semken dissecting forceps, straight, 1x2, 12 cm |  | 1
13-054-12 | Semken forceps, straight, 12 cm |  | 1
11-211-14 | Metzenbaum scissors, delicate, curved, | blunt/blunt, 14 cm | 1
11-429-11 | Killner scissors, sharp/sharp, curved, 11 cm |  | 1
11-003-14 | Surgical scissors, Fig. 2, curved, 14 cm, | sharp/blunt | 1
26-663-18 | Freer elevator, sharp/blunt, 5 / 5 mm, 18 cm |  | 1
10-902-06 | Frazier suction tube, 30°, 13 cm, 6 Charr. |  | 1
10-902-10 | Frazier suction tube, 30°, 13 cm, 10 Charr. |  | 1
18-026-13 | Halsey TC-needle holder, serrated, 13 cm |  | 1
15-703-22 | Gross-Maier sponge forceps, curved, 22 cm |  | 1
57-040-32 C | OTOPLASTY SET, CONTAINER AND BASKET
15-801-11 | Backhaus towel forceps, 11 cm |  | 4
10-103-01 | Scalpel handle, standard No. 3 |  | 2
10-153-10 | Scalpel blades, sterile, Fig. 10, 100 pcs. |  | 1
10-153-15 | Scalpel blades, sterile, Fig. 15, 100 pcs. |  | 1
15-063-10 | Micro-Mosquito forceps, curved, 10 cm |  | 6
16-154-01 | Joseph skin hook, 1-prong, 16 cm |  | 2
16-154-02 | Joseph skin hook, 2-prongs, 2 mm, 16 cm |  | 2
13-191-12 | Adson - Brown forceps, 7x7, 12 cm |  | 1
13-042-12 | Adson dressing forceps, 12 cm |  | 1
13-154-12 | Semken dissecting forceps, straight, 1x2, 12 cm |  | 1
13-054-12 | Semken forceps, straight, 12 cm |  | 1
11-211-14 | Metzenbaum scissors, delicate, curved, | blunt/blunt, 14 cm | 1
11-429-11 | Killner scissors, sharp/sharp, curved, 11 cm |  | 1
11-003-14 | Surgical scissors, Fig. 2, curved, 14 cm, | sharp/blunt | 1
26-663-18 | Freer elevator, sharp/blunt, 5 / 5 mm, 18 cm |  | 1
10-902-06 | Frazier suction tube, 30°, 13 cm, 6 Charr. |  | 1
10-902-10 | Frazier suction tube, 30°, 13 cm, 10 Charr. |  | 1
18-026-13 | Halsey TC-needle holder, serrated, 13 cm |  | 1
15-703-22 | Gross-Maier sponge forceps, curved, 22 cm |  | 1
55-310-60 | Container bottom, aluminium, 310 x 272 x 96 mm, | non perforated | 1
55-310-90 | Container lid, aluminium, silver, 295 x 280 mm, | perforated | 1
55-390-05 | Wire basket, 246 x 246 x 50 mm |  | 1
55-820-03 | Identification label, red |  | 1
57-040-34 | ANTROTOMY SET
15-801-11 | Backhaus towel forceps, 11 cm |  | 6
10-103-01 | Scalpel handle, standard No. 3 |  | 2
10-153-10 | Scalpel blades, sterile, Fig. 10, 100 pcs. |  | 1
10-153-15 | Scalpel blades, sterile, Fig. 15, 100 pcs. |  | 1
27-300-15 | Muck periosteal knife, 15 cm |  | 1
15-061-12 | Halsted-Mosquito forceps, curved, 12.5 cm |  | 4
15-055-14 | Providence-Hospital forceps, curved, 14 cm, |  | 4
15-111-14 | Kocher forceps, delicate, curved, 14 cm |  | 4
40-380-04 | Adson periosteal elevator, 7 mm, round, strongly | curved, 17 cm | 1
40-379-08 | Periosteal elevator, 8 mm, |  | 1
26-663-18 | Freer elevator, sharp/blunt, 5 / 5 mm, 18 cm |  | 1
16-001-02 | Volkmann retractor, 2-prongs, sharp, 22 cm |  | 2
16-001-04 | Volkmann retractor, 4-prongs, sharp, 22 cm |  | 2
16-219-13 | Wullstein self retaining retractor, sharp, 3x3, | 13 cm | 2
13-002-14 | Dressing forceps delicate, straight, 14 cm |  | 2
13-102-14 | Dissecting forceps 1x2, delicate, 14 cm |  | 2
13-191-12 | Adson - Brown forceps, 7x7, 12 cm |  | 2
11-003-14 | Surgical scissors, Fig. 2, curved, 14 cm, | sharp/blunt | 1
11-201-14 | Metzenbaum scissors, curved, Fig. 1, 14 cm |  | 1
11-405-14 | Joseph scissors, curved, 14 cm |  | 1
40-201-25 | Mallet with plastic inserts, Ø 25 mm, 140 g, | 18.5 cm | 1
40-267-04 | Partsch gouge, 14 cm, 4 mm |  | 1
40-264-06 | Gouge, 6 mm, 14 cm |  | 1
40-264-08 | Gouge, 8 mm, 14 cm |  | 1
40-264-10 | Gouge, 10 mm, 14 cm |  | 1
40-251-03 | Tamper, Ø 3 mm, 16 cm |  | 1
40-467-02 | Volkmann bone curette, Fig. 000, 17 cm |  | 1
40-467-03 | Volkmann bone curette, Fig. 00, 17 cm |  | 1
40-467-04 | Volkmann bone curette, Fig. 0, 17 cm |  | 1
40-014-02 | Kerrison punch, 180 mm, 2 mm, 40° up |  | 1
40-607-14 | Luer-Friedmann bone rongeur, slightly curved, | 14.5 cm | 1
40-611-02 | Luer bone rongeur, strongly curved, 15 cm |  | 1
27-426-02 | House-Dieter Malleus nipper, 1.3 mm, up cutting, | WL 80 mm | 1
16-103-03 | Wagener ear hooklet, Fig. 3, 14 cm |  | 1
16-103-04 | Wagener ear hooklet, Fig. 4, 14 cm |  | 1
10-902-10 | Frazier suction tube, 30°, 13 cm, 10 Charr. |  | 1
10-902-15 | Frazier suction tube, 30°, 13 cm, 15 Charr. |  | 1
10-946-01 | Wullstein cannula, 14 cm, Ø 1.5 mm conical |  | 2
27-104-03 | Hartmann ear specula, round, inner Ø 3.0 mm |  | 1
27-104-04 | Hartmann ear specula, round, inner Ø 4.0 mm |  | 1
27-104-05 | Hartmann ear specula, round, inner Ø 5.5 mm |  | 1
27-104-08 | Hartmann ear specula, round, inner Ø 8,0 mm |  | 1
27-102-04 | Farrior ear speculum, round, inner Ø 5.3 mm |  | 1
27-102-05 | Farrior ear speculum, round, inner Ø 5.8 mm |  | 1
18-012-15 | Crile-Wood TC-needle holder, 15 cm |  | 1
57-040-34 C | ANTROTOMY SET, CONTAINER AND BASKET
15-801-11 | Backhaus towel forceps, 11 cm |  | 6
10-103-01 | Scalpel handle, standard No. 3 |  | 2
10-153-10 | Scalpel blades, sterile, Fig. 10, 100 pcs. |  | 1
10-153-15 | Scalpel blades, sterile, Fig. 15, 100 pcs. |  | 1
27-300-15 | Muck periosteal knife, 15 cm |  | 1
15-061-12 | Halsted-Mosquito forceps, curved, 12.5 cm |  | 4
15-055-14 | Providence-Hospital forceps, curved, 14 cm, |  | 4
15-111-14 | Kocher forceps, delicate, curved, 14 cm |  | 4
40-380-04 | Adson periosteal elevator, 7 mm, round, strongly | curved, 17 cm | 1
40-379-08 | Periosteal elevator, 8 mm, |  | 1
26-663-18 | Freer elevator, sharp/blunt, 5 / 5 mm, 18 cm |  | 1
16-001-02 | Volkmann retractor, 2-prongs, sharp, 22 cm |  | 2
16-001-04 | Volkmann retractor, 4-prongs, sharp, 22 cm |  | 2
16-219-13 | Wullstein self retaining retractor, sharp, 3x3, | 13 cm | 2
13-002-14 | Dressing forceps delicate, straight, 14 cm |  | 2
13-102-14 | Dissecting forceps 1x2, delicate, 14 cm |  | 2
13-191-12 | Adson - Brown forceps, 7x7, 12 cm |  | 2
11-003-14 | Surgical scissors, Fig. 2, curved, 14 cm, | sharp/blunt | 1
11-201-14 | Metzenbaum scissors, curved, Fig. 1, 14 cm |  | 1
11-405-14 | Joseph scissors, curved, 14 cm |  | 1
40-201-25 | Mallet with plastic inserts, Ø 25 mm, 140 g, | 18.5 cm | 1
40-267-04 | Partsch gouge, 14 cm, 4 mm |  | 1
40-264-06 | Gouge, 6 mm, 14 cm |  | 1
40-264-08 | Gouge, 8 mm, 14 cm |  | 1
40-264-10 | Gouge, 10 mm, 14 cm |  | 1
40-251-03 | Tamper, Ø 3 mm, 16 cm |  | 1
40-467-02 | Volkmann bone curette, Fig. 000, 17 cm |  | 1
40-467-03 | Volkmann bone curette, Fig. 00, 17 cm |  | 1
40-467-04 | Volkmann bone curette, Fig. 0, 17 cm |  | 1
40-014-02 | Kerrison punch, 180 mm, 2 mm, 40° up |  | 1
40-607-14 | Luer-Friedmann bone rongeur, slightly curved, | 14.5 cm | 1
40-611-02 | Luer bone rongeur, strongly curved, 15 cm |  | 1
27-426-02 | House-Dieter Malleus nipper, 1.3 mm, up cutting, | WL 80 mm | 1
16-103-03 | Wagener ear hooklet, Fig. 3, 14 cm |  | 1
16-103-04 | Wagener ear hooklet, Fig. 4, 14 cm |  | 1
10-902-10 | Frazier suction tube, 30°, 13 cm, 10 Charr. |  | 1
10-902-15 | Frazier suction tube, 30°, 13 cm, 15 Charr. |  | 1
10-946-01 | Wullstein cannula, 14 cm, Ø 1.5 mm conical |  | 2
27-104-03 | Hartmann ear specula, round, inner Ø 3.0 mm |  | 1
27-104-04 | Hartmann ear specula, round, inner Ø 4.0 mm |  | 1
27-104-05 | Hartmann ear specula, round, inner Ø 5.5 mm |  | 1
27-104-08 | Hartmann ear specula, round, inner Ø 8,0 mm |  | 1
27-102-04 | Farrior ear speculum, round, inner Ø 5.3 mm |  | 1
27-102-05 | Farrior ear speculum, round, inner Ø 5.8 mm |  | 1
18-012-15 | Crile-Wood TC-needle holder, 15 cm |  | 1
55-110-60 | Container bottom, aluminium, 600 x 272 x 96 mm, | non perforated | 1
55-110-90 | Container lid, aluminium, silver, 585 x 285 mm, | perforated | 1
55-190-05 | Wire basket, 480 x 245 x 50 mm |  | 1
55-820-03 | Identification label, red |  | 1
57-040-36 | TYMPANOPLASTY AND STAPEDECTOMY
27-318-03 | Lempert elevator, curved, 3 mm, 19 cm |  | 1
27-500-03 | Schuknecht sickle knife, angled, 16 cm |  | 1
27-500-02 | Plester sickle knife, curved, 16 cm |  | 1
27-501-01 | Plester Flap knife, 2.4 x 3.0 mm, 16 cm |  | 1
27-510-02 | Barbara micro needle, angled, 16 cm |  | 2
27-510-03 | Barbara micro needle, curved, 16 cm |  | 1
27-520-01 | Shea, sharp spoon, 1.5 x 2.5 mm, straight, 16 cm |  | 1
27-510-09 | Shambaugh micro hook, 45°, 0.6 mm, 16 cm |  | 1
27-511-12 | Micro hook, angled shaft, 90°, 0.6 mm, | left curved, 16 cm | 1
27-164-18 | Barth ear curette, double, 18 cm |  | 1
10-600-18 | Probe, Ø 1 mm, 18 cm |  | 1
27-406-04 | Wullstein ear cup forceps, left curved, oval, | 1.0 x 0.9 mm, WL 80 mm | 1
27-400-02 | Micro ear forceps, serrated, straight, | 4.0 x 0.8 mm, WL 80 mm | 1
27-426-02 | House-Dieter Malleus nipper, 1.3 mm, up cutting, | WL 80 mm | 1
27-412-01 | Bellucci micro scissors, straight, 4.5 mm, | WL 80 mm | 1
10-910-21 | Yasargil suction tube, Ø 2.0 mm, 150 mm |  | 1
10-902-06 | Frazier suction tube, 30°, 13 cm, 6 Charr. |  | 1
10-902-08 | Frazier suction tube, 30°, 13 cm, 8 Charr. |  | 1
10-944-01 | Suction handle with Luer cone, 11 cm |  | 1
10-900-00 | Wullstein suction tube, complete |  | 1
16-222-13 | Plester self retaining retractor, sharp, 2x2, 13cm |  | 1
16-224-11 | Plester self retaining retractor, left full, 11 cm |  | 1
16-225-11 | Plester self retaining retractor, right full, 11cm |  | 1
40-379-08 | Periosteal elevator, 8 mm, |  | 1
27-503-07 | Rosen circular cut knife, Ø 1.6 mm, 45°, 16 cm |  | 1
27-510-12 | Shambaugh micro hook, 90°, 0.4 mm, 16 cm |  | 1
27-510-13 | Shambaugh micro hook, 90°, 0.6 mm, 16 cm |  | 1
27-510-15 | Shambaugh micro hook, 90°, 1.0 mm, 16 cm |  | 1
27-504-11 | Plester footplate hook, 0.4 mm, oval, 90° | angled, 16 cm | 1
27-504-13 | Plester antrum hook 0.8 mm, 90° angled, 16 cm |  | 1
27-504-05 | Plester wire guide, 16 cm |  | 1
27-153-02 | Buck ear curette, sharp, angled, Fig. 00 | Ø 2.0 mm, 17 cm | 1
27-153-04 | Buck ear curette, sharp, angled, Fig. 1 | Ø 3,0 mm, 17 cm | 1
27-422-02 | McGee wire closure forceps, down curved, | 0.8 x 5.5 mm, WL 80 mm | 1
27-422-01 | McGee wire closure forceps, down curved, | 0.8 x 3.5 mm, WL 80 mm | 1
15-060-12 | Halsted-Mosquito forceps, straight, 12.5 cm |  | 1
57-040-36 C | TYMPANOPLASTY AND STAPEDECTOMY SET, CONTAINER AND BASKET
27-318-03 | Lempert elevator, curved, 3 mm, 19 cm |  | 1
27-500-03 | Schuknecht sickle knife, angled, 16 cm |  | 1
27-500-02 | Plester sickle knife, curved, 16 cm |  | 1
27-501-01 | Plester Flap knife, 2.4 x 3.0 mm, 16 cm |  | 1
27-510-02 | Barbara micro needle, angled, 16 cm |  | 2
27-510-03 | Barbara micro needle, curved, 16 cm |  | 1
27-520-01 | Shea, sharp spoon, 1.5 x 2.5 mm, straight, 16 cm |  | 1
27-510-09 | Shambaugh micro hook, 45°, 0.6 mm, 16 cm |  | 1
27-511-12 | Micro hook, angled shaft, 90°, 0.6 mm, | left curved, 16 cm | 1
27-164-18 | Barth ear curette, double, 18 cm |  | 1
10-600-18 | Probe, Ø 1 mm, 18 cm |  | 1
27-406-04 | Wullstein ear cup forceps, left curved, oval, | 1.0 x 0.9 mm, WL 80 mm | 1
27-400-02 | Micro ear forceps, serrated, straight, | 4.0 x 0.8 mm, WL 80 mm | 1
27-426-02 | House-Dieter Malleus nipper, 1.3 mm, up cutting, | WL 80 mm | 1
27-412-01 | Bellucci micro scissors, straight, 4.5 mm, | WL 80 mm | 1
10-910-21 | Yasargil suction tube, Ø 2.0 mm, 150 mm |  | 1
10-902-06 | Frazier suction tube, 30°, 13 cm, 6 Charr. |  | 1
10-902-08 | Frazier suction tube, 30°, 13 cm, 8 Charr. |  | 1
10-944-01 | Suction handle with Luer cone, 11 cm |  | 1
10-900-00 | Wullstein suction tube, complete |  | 1
16-222-13 | Plester self retaining retractor, sharp, 2x2, 13cm |  | 1
16-224-11 | Plester self retaining retractor, left full, 11 cm |  | 1
16-225-11 | Plester self retaining retractor, right full, 11cm |  | 1
40-379-08 | Periosteal elevator, 8 mm, |  | 1
27-503-07 | Rosen circular cut knife, Ø 1.6 mm, 45°, 16 cm |  | 1
27-510-12 | Shambaugh micro hook, 90°, 0.4 mm, 16 cm |  | 1
27-510-13 | Shambaugh micro hook, 90°, 0.6 mm, 16 cm |  | 1
27-510-15 | Shambaugh micro hook, 90°, 1.0 mm, 16 cm |  | 1
27-504-11 | Plester footplate hook, 0.4 mm, oval, 90° | angled, 16 cm | 1
27-504-13 | Plester antrum hook 0.8 mm, 90° angled, 16 cm |  | 1
27-504-05 | Plester wire guide, 16 cm |  | 1
27-153-02 | Buck ear curette, sharp, angled, Fig. 00 | Ø 2.0 mm, 17 cm | 1
27-153-04 | Buck ear curette, sharp, angled, Fig. 1 | Ø 3,0 mm, 17 cm | 1
27-422-02 | McGee wire closure forceps, down curved, | 0.8 x 5.5 mm, WL 80 mm | 1
27-422-01 | McGee wire closure forceps, down curved, | 0.8 x 3.5 mm, WL 80 mm | 1
15-060-12 | Halsted-Mosquito forceps, straight, 12.5 cm |  | 1
55-210-60 | Container bottom, aluminium, 475 x 272 x 96 mm, | non perforated | 1
55-210-90 | Container lid, aluminium, silver, 460 x 285 mm, | perforated | 1
55-290-05 | Wire basket, 405 x 245 x 50 mm |  | 1
55-820-03 | Identification label, red |  | 1
57-040-38 | NASAL SEPTUM PLASTY (COTTLE) SET
15-801-11 | Backhaus towel forceps, 11 cm |  | 4
26-528-02 | Cottle nasal specula, Fig. 2, 55 mm, with aseptic | joint, 15 cm | 1
26-528-03 | Cottle nasal specula, Fig. 3, 75 mm, with aseptic | joint, 15 cm | 1
26-528-04 | Cottle nasal specula, Fig. 4, 90 mm, with aseptic | joint, 15 cm | 1
26-760-10 | Cottle columella clamp, 10 cm |  | 1
10-103-01 | Scalpel handle, standard No. 3 |  | 2
10-153-11 | Scalpel blades, sterile, Fig. 11, 100 pcs. |  | 1
10-153-15 | Scalpel blades, sterile, Fig. 15, 100 pcs. |  | 1
26-644-13 | Masing cartilage slitting knife, curved, 13.5 cm |  | 1
26-652-15 | Cottle rhinoplastic knife, straight, 15 cm |  | 1
11-441-11 | Iris scissors (M), curved, 11 cm |  | 1
11-428-11 | Killner scissors, sharp/sharp, straight, 11 cm |  | 1
11-402-10 | Wilmer/Walter scissors, angled, blunt/blunt, 10 cm |  | 1
11-321-13 | Fomon nasal scissors, strongly curved, 13 cm |  | 1
11-331-16 | Cottle nasal scissors, angled, 16 cm |  | 1
11-405-14 | Joseph scissors, curved, 14 cm |  | 1
26-679-21 | Cottle septum elevator, 4.5 mm, 21 cm |  | 1
26-693-22 | Cottle elevator, double-ended, 5 / 5 mm, 23 cm |  | 1
40-380-04 | Adson periosteal elevator, 7 mm, round, strongly | curved, 17 cm | 1
26-683-04 | McKenty elevator, 4 mm, 15 cm |  | 1
26-699-20 | Suction raspator, bayonet-shaped, 20 cm |  | 1
26-767-16 | Aufricht nasal retractor, 46 x 10 mm, 16 cm |  | 1
16-127-14 | Desmarres vein retractor, 14 mm, 13 cm |  | 1
26-778-01 | Cottle alar retractor, sharp/sharp, 14.5 cm |  | 1
16-154-01 | Joseph skin hook, 1-prong, 16 cm |  | 1
26-779-16 | Fomon alar retractor, blunt / blunt, | button ended, 16 cm | 1
26-778-02 | Cottle alar retractor, blunt/sharp, 14.5 cm |  | 1
26-778-03 | Cottle alar retractor, sharp/blunt, 14.5 cm |  | 1
26-780-20 | Cottle-Neivert alar retractor, blunt, | double ended, 20 cm | 1
26-728-04 | Cottle chisel, 4 mm, 18 cm |  | 1
26-728-07 | Cottle chisel, 7 mm, 18 cm |  | 1
26-728-09 | Cottle chisel, 9 mm, 18 cm |  | 1
26-728-12 | Cottle chisel, 12 mm, 18 cm |  | 1
26-721-06 | Cottle osteotome, 6 mm, curved, 18 cm |  | 1
26-741-02 | Silver/Walter osteotome, left curved, 17.5 cm |  | 1
26-741-03 | Silver/Walter osteotome, right curved, 17.5 cm |  | 1
26-724-16 | Cottle fishtail osteotome, 16 mm, 18 cm |  | 1
40-217-30 | Collin mallet, Ø 30 mm, 220 g, 20 cm |  | 1
26-756-00 | Cottle bone crusher, complete with clamp |  | 1
40-445-01 | Fomon double nasal rasp, very fine / coarse, | 6.5 / 7.5 mm, 21 cm | 1
26-752-01 | Joseph nasal saw, straight, 19 cm |  | 1
26-752-03 | Joseph nasal saw, bayonet right, 19 cm |  | 1
26-752-02 | Joseph nasal saw, bayonet left, 19 cm |  | 1
40-036-42 | Weil-Blakesley forceps, 120 mm, 4.2 mm, straight |  | 1
26-826-01 | Cottle-Walsham straightening forceps, | straight, Fig. 1, 23 cm | 1
40-708-15 | Böhler bone cutting forceps, straight, 14.5 cm |  | 1
26-830-02 | Middleton-Jansen nasal forceps, through cutting, | 19 cm | 1
10-902-10 | Frazier suction tube, 30°, 13 cm, 10 Charr. |  | 1
10-902-12 | Frazier suction tube, 30°, 13 cm, 12 Charr. |  | 1
13-191-12 | Adson - Brown forceps, 7x7, 12 cm |  | 1
26-761-14 | Cottle lower lateral forceps, 14 cm. 1.7 mm wide, | with teeth | 1
18-016-17 | Senning TC-needle holder, 17 cm |  | 1
40-356-17 | Joseph periosteal elevator, 4 mm, 17 cm |  | 1
57-040-38 C | NASAL SEPTUM PLASTY (COTTLE) SET, CONTAINER AND BASKET
15-801-11 | Backhaus towel forceps, 11 cm |  | 4
26-528-02 | Cottle nasal specula, Fig. 2, 55 mm, with aseptic | joint, 15 cm | 1
26-528-03 | Cottle nasal specula, Fig. 3, 75 mm, with aseptic | joint, 15 cm | 1
26-528-04 | Cottle nasal specula, Fig. 4, 90 mm, with aseptic | joint, 15 cm | 1
26-760-10 | Cottle columella clamp, 10 cm |  | 1
10-103-01 | Scalpel handle, standard No. 3 |  | 2
10-153-11 | Scalpel blades, sterile, Fig. 11, 100 pcs. |  | 1
10-153-15 | Scalpel blades, sterile, Fig. 15, 100 pcs. |  | 1
26-644-13 | Masing cartilage slitting knife, curved, 13.5 cm |  | 1
26-652-15 | Cottle rhinoplastic knife, straight, 15 cm |  | 1
11-441-11 | Iris scissors (M), curved, 11 cm |  | 1
11-428-11 | Killner scissors, sharp/sharp, straight, 11 cm |  | 1
11-402-10 | Wilmer/Walter scissors, angled, blunt/blunt, 10 cm |  | 1
11-321-13 | Fomon nasal scissors, strongly curved, 13 cm |  | 1
11-331-16 | Cottle nasal scissors, angled, 16 cm |  | 1
11-405-14 | Joseph scissors, curved, 14 cm |  | 1
26-679-21 | Cottle septum elevator, 4.5 mm, 21 cm |  | 1
26-693-22 | Cottle elevator, double-ended, 5 / 5 mm, 23 cm |  | 1
40-380-04 | Adson periosteal elevator, 7 mm, round, strongly | curved, 17 cm | 1
26-683-04 | McKenty elevator, 4 mm, 15 cm |  | 1
26-699-20 | Suction raspator, bayonet-shaped, 20 cm |  | 1
26-767-16 | Aufricht nasal retractor, 46 x 10 mm, 16 cm |  | 1
16-127-14 | Desmarres vein retractor, 14 mm, 13 cm |  | 1
26-778-01 | Cottle alar retractor, sharp/sharp, 14.5 cm |  | 1
16-154-01 | Joseph skin hook, 1-prong, 16 cm |  | 1
26-779-16 | Fomon alar retractor, blunt / blunt, | button ended, 16 cm | 1
26-778-02 | Cottle alar retractor, blunt/sharp, 14.5 cm |  | 1
26-778-03 | Cottle alar retractor, sharp/blunt, 14.5 cm |  | 1
26-780-20 | Cottle-Neivert alar retractor, blunt, | double ended, 20 cm | 1
26-728-04 | Cottle chisel, 4 mm, 18 cm |  | 1
26-728-07 | Cottle chisel, 7 mm, 18 cm |  | 1
26-728-09 | Cottle chisel, 9 mm, 18 cm |  | 1
26-728-12 | Cottle chisel, 12 mm, 18 cm |  | 1
26-721-06 | Cottle osteotome, 6 mm, curved, 18 cm |  | 1
26-741-02 | Silver/Walter osteotome, left curved, 17.5 cm |  | 1
26-741-03 | Silver/Walter osteotome, right curved, 17.5 cm |  | 1
26-724-16 | Cottle fishtail osteotome, 16 mm, 18 cm |  | 1
40-217-30 | Collin mallet, Ø 30 mm, 220 g, 20 cm |  | 1
26-756-00 | Cottle bone crusher, complete with clamp |  | 1
40-445-01 | Fomon double nasal rasp, very fine / coarse, | 6.5 / 7.5 mm, 21 cm | 1
26-752-01 | Joseph nasal saw, straight, 19 cm |  | 1
26-752-03 | Joseph nasal saw, bayonet right, 19 cm |  | 1
26-752-02 | Joseph nasal saw, bayonet left, 19 cm |  | 1
40-036-42 | Weil-Blakesley forceps, 120 mm, 4.2 mm, straight |  | 1
26-826-01 | Cottle-Walsham straightening forceps, | straight, Fig. 1, 23 cm | 1
40-708-15 | Böhler bone cutting forceps, straight, 14.5 cm |  | 1
26-830-02 | Middleton-Jansen nasal forceps, through cutting, | 19 cm | 1
10-902-10 | Frazier suction tube, 30°, 13 cm, 10 Charr. |  | 1
10-902-12 | Frazier suction tube, 30°, 13 cm, 12 Charr. |  | 1
13-191-12 | Adson - Brown forceps, 7x7, 12 cm |  | 1
26-761-14 | Cottle lower lateral forceps, 14 cm. 1.7 mm wide, | with teeth | 1
18-016-17 | Senning TC-needle holder, 17 cm |  | 1
40-356-17 | Joseph periosteal elevator, 4 mm, 17 cm |  | 1
55-110-90 | Container lid, aluminium, silver, 585 x 285 mm, | perforated | 2
55-190-05 | Wire basket, 480 x 245 x 50 mm |  | 1
55-820-03 | Identification label, red |  | 1
57-040-40 | SOFT TISSUE AND NECK TUMOR REMOVING SET
15-801-11 | Backhaus towel forceps, 11 cm |  | 6
10-103-01 | Scalpel handle, standard No. 3 |  | 2
10-153-10 | Scalpel blades, sterile, Fig. 10, 100 pcs. |  | 1
10-153-15 | Scalpel blades, sterile, Fig. 15, 100 pcs. |  | 1
18-002-20 | Mayo-Hegar TC-needle holder, 20 cm |  | 2
18-106-23 | Microvascular TC-needle holder, delicate, 23 cm |  | 1
12-211-18 | TC Metzenbaum scissors, delicate, curved, 18 cm |  | 1
16-124-01 | Trachea hook, sharp, 1-prong, 16.5 cm |  | 2
16-124-02 | Trachea hook, sharp, 2-prongs, 16.5 cm |  | 2
16-001-03 | Volkmann retractor, 3-prongs, sharp, 22 cm |  | 2
16-003-03 | Volkmann retractor, 3-prongs, blunt, 22 cm |  | 2
16-018-01 | Langenbeck retractor, 30x11 mm |  | 2
16-018-05 | Langenbeck retractor, 40x11 mm |  | 2
16-015-08 | Koerte retractor, blunt, 8-prongs, 24 cm |  | 2
16-253-16 | Adson self retaining retractor, hinged, blunt, | 16.5 cm | 2
11-003-14 | Surgical scissors, Fig. 2, curved, 14 cm, | sharp/blunt | 1
11-201-14 | Metzenbaum scissors, curved, Fig. 1, 14 cm |  | 1
11-201-18 | Metzenbaum scissors, curved, Fig. 1, 18 cm |  | 1
11-233-16 | Lexer scissors, curved, delicate 16 cm |  | 1
13-002-14 | Dressing forceps delicate, straight, 14 cm |  | 2
13-102-14 | Dissecting forceps 1x2, delicate, 14 cm |  | 2
13-191-12 | Adson - Brown forceps, 7x7, 12 cm |  | 2
13-064-18 | Potts-Smith forceps, straight, 18 cm |  | 2
13-164-18 | Potts-Smith dissecting forceps, straight, 18 cm |  | 2
15-061-12 | Halsted-Mosquito forceps, curved, 12.5 cm |  | 20
15-055-14 | Providence-Hospital forceps, curved, 14 cm, |  | 6
15-279-13 | Baby-Overholt forceps, curved, 13 cm |  | 2
15-033-14 | Micro Adson forceps, 14 cm |  | 2
15-161-12 | Halsted-Mosquito forceps, curved, 1x2, 12 cm |  | 6
15-111-14 | Kocher forceps, delicate, curved, 14 cm |  | 6
15-030-18 | Adson forceps, straight, 18.5 cm |  | 4
26-340-15 | Lahey Goitre Seizing forceps, straight, 15 cm |  | 1
35-226-21 | Czerny tenaculum forceps, straight, 20.5 cm |  | 1
26-663-18 | Freer elevator, sharp/blunt, 5 / 5 mm, 18 cm |  | 1
40-380-04 | Adson periosteal elevator, 7 mm, round, strongly | curved, 17 cm | 1
40-651-18 | Zaufal-Jansen bone rongeur, curved, 18 cm |  | 1
26-843-21 | Killian septum scissors, 21 cm |  | 1
40-004-04 | Kerrison punch, 90 mm, 4 mm, 90° up |  | 1
10-902-15 | Frazier suction tube, 30°, 13 cm, 15 Charr. |  | 1
17-769-19 | König ligature conductor, 7 mm, 19.5 cm |  | 1
26-339-02 | Kocher directors-enucleaters, curved, with hole, | 15 cm | 1
17-729-20 | Ligature needle, left, blunt, 20 cm |  | 1
17-730-20 | Ligature needle, right, blunt, 20 cm |  | 1
18-012-15 | Crile-Wood TC-needle holder, 15 cm |  | 2
57-040-40 C | SOFT TISSUE AND NECK TUMOR REMOVING SET, CONTAINER AND BASKET
15-801-11 | Backhaus towel forceps, 11 cm |  | 6
10-103-01 | Scalpel handle, standard No. 3 |  | 2
10-153-10 | Scalpel blades, sterile, Fig. 10, 100 pcs. |  | 1
10-153-15 | Scalpel blades, sterile, Fig. 15, 100 pcs. |  | 1
18-002-20 | Mayo-Hegar TC-needle holder, 20 cm |  | 2
18-106-23 | Microvascular TC-needle holder, delicate, 23 cm |  | 1
12-211-18 | TC Metzenbaum scissors, delicate, curved, 18 cm |  | 1
16-124-01 | Trachea hook, sharp, 1-prong, 16.5 cm |  | 2
16-124-02 | Trachea hook, sharp, 2-prongs, 16.5 cm |  | 2
16-001-03 | Volkmann retractor, 3-prongs, sharp, 22 cm |  | 2
16-003-03 | Volkmann retractor, 3-prongs, blunt, 22 cm |  | 2
16-018-01 | Langenbeck retractor, 30x11 mm |  | 2
16-018-05 | Langenbeck retractor, 40x11 mm |  | 2
16-015-08 | Koerte retractor, blunt, 8-prongs, 24 cm |  | 2
16-253-16 | Adson self retaining retractor, hinged, blunt, | 16.5 cm | 2
11-003-14 | Surgical scissors, Fig. 2, curved, 14 cm, | sharp/blunt | 1
11-201-14 | Metzenbaum scissors, curved, Fig. 1, 14 cm |  | 1
11-201-18 | Metzenbaum scissors, curved, Fig. 1, 18 cm |  | 1
11-233-16 | Lexer scissors, curved, delicate 16 cm |  | 1
13-002-14 | Dressing forceps delicate, straight, 14 cm |  | 2
13-102-14 | Dissecting forceps 1x2, delicate, 14 cm |  | 2
13-191-12 | Adson - Brown forceps, 7x7, 12 cm |  | 2
13-064-18 | Potts-Smith forceps, straight, 18 cm |  | 2
13-164-18 | Potts-Smith dissecting forceps, straight, 18 cm |  | 2
15-061-12 | Halsted-Mosquito forceps, curved, 12.5 cm |  | 20
15-055-14 | Providence-Hospital forceps, curved, 14 cm, |  | 6
15-279-13 | Baby-Overholt forceps, curved, 13 cm |  | 2
15-033-14 | Micro Adson forceps, 14 cm |  | 2
15-161-12 | Halsted-Mosquito forceps, curved, 1x2, 12 cm |  | 6
15-111-14 | Kocher forceps, delicate, curved, 14 cm |  | 6
15-030-18 | Adson forceps, straight, 18.5 cm |  | 4
26-340-15 | Lahey Goitre Seizing forceps, straight, 15 cm |  | 1
35-226-21 | Czerny tenaculum forceps, straight, 20.5 cm |  | 1
26-663-18 | Freer elevator, sharp/blunt, 5 / 5 mm, 18 cm |  | 1
40-380-04 | Adson periosteal elevator, 7 mm, round, strongly | curved, 17 cm | 1
40-651-18 | Zaufal-Jansen bone rongeur, curved, 18 cm |  | 1
26-843-21 | Killian septum scissors, 21 cm |  | 1
40-004-04 | Kerrison punch, 90 mm, 4 mm, 90° up |  | 1
10-902-15 | Frazier suction tube, 30°, 13 cm, 15 Charr. |  | 1
17-769-19 | König ligature conductor, 7 mm, 19.5 cm |  | 1
26-339-02 | Kocher directors-enucleaters, curved, with hole, | 15 cm | 1
17-729-20 | Ligature needle, left, blunt, 20 cm |  | 1
17-730-20 | Ligature needle, right, blunt, 20 cm |  | 1
18-012-15 | Crile-Wood TC-needle holder, 15 cm |  | 2
55-110-61 | Container bottom, aluminium, 600 x 272 x 116 mm, | non perforated | 1
55-110-90 | Container lid, aluminium, silver, 585 x 285 mm, | perforated | 1
55-190-05 | Wire basket, 480 x 245 x 50 mm |  | 2
55-820-03 | Identification label, red |  | 1
57-040-42 | TYMPANIC MEMBRANE PARACENTESE SET
27-314-03 | Lucae tympanum perforator, bayonet, | needle horizontally, 17.5 cm | 1
27-314-02 | Lucae tympanum perforator, bayonet, | for adults, 18 cm | 1
27-500-02 | Plester sickle knife, curved, 16 cm |  | 1
13-407-14 | Lucae dressing forceps, 14 cm |  | 1
10-631-12 | Farrel cotton applicator, 0.9 mm, 12 cm, spiral |  | 2
10-902-06 | Frazier suction tube, 30°, 13 cm, 6 Charr. |  | 1
10-944-01 | Suction handle with Luer cone, 11 cm |  | 1
10-944-08 | Rosen suction-irrigating cannula, angled, | Luer-Lock, Ø 0.8 mm, 10.5 cm | 1
10-944-10 | Rosen suction-irrigating cannula, angled, | Luer-Lock, Ø 1.0 mm, 10.5 cm | 1
10-944-14 | Rosen suction-irrigating cannula, angled, | Luer-Lock, Ø 1.4 mm, 10.5 cm | 1
27-104-04 | Hartmann ear specula, round, inner Ø 4.0 mm |  | 1
27-104-05 | Hartmann ear specula, round, inner Ø 5.5 mm |  | 1
27-151-02 | Buck ear curette, blunt, angled, Fig. 00 | Ø 2.0 mm, 17 cm | 1
27-153-04 | Buck ear curette, sharp, angled, Fig. 1 | Ø 3,0 mm, 17 cm | 1
57-040-42 C | TYMPANIC MEMBRANE PARACENTESE SET, CONTAINER AND BASKET
27-314-03 | Lucae tympanum perforator, bayonet, | needle horizontally, 17.5 cm | 1
27-314-02 | Lucae tympanum perforator, bayonet, | for adults, 18 cm | 1
27-500-02 | Plester sickle knife, curved, 16 cm |  | 1
13-407-14 | Lucae dressing forceps, 14 cm |  | 1
10-631-12 | Farrel cotton applicator, 0.9 mm, 12 cm, spiral |  | 2
10-902-06 | Frazier suction tube, 30°, 13 cm, 6 Charr. |  | 1
10-944-01 | Suction handle with Luer cone, 11 cm |  | 1
10-944-08 | Rosen suction-irrigating cannula, angled, | Luer-Lock, Ø 0.8 mm, 10.5 cm | 1
10-944-10 | Rosen suction-irrigating cannula, angled, | Luer-Lock, Ø 1.0 mm, 10.5 cm | 1
10-944-14 | Rosen suction-irrigating cannula, angled, | Luer-Lock, Ø 1.4 mm, 10.5 cm | 1
27-104-04 | Hartmann ear specula, round, inner Ø 4.0 mm |  | 1
27-104-05 | Hartmann ear specula, round, inner Ø 5.5 mm |  | 1
27-151-02 | Buck ear curette, blunt, angled, Fig. 00 | Ø 2.0 mm, 17 cm | 1
27-153-04 | Buck ear curette, sharp, angled, Fig. 1 | Ø 3,0 mm, 17 cm | 1
55-510-61 | Container bottom, aluminium, 320 x 186 x 59 mm, | non perforated - for Special container | 1
55-510-90 | Container lid, aluminium, silver, 325 x 192 mm, | perforated - for Special container | 1
55-525-05 | Stainless steel tray 275 x 175 x 45mm, without lid |  | 1
55-820-03 | Identification label, red |  | 1
57-040-44 | TYMPANIC DRAINAGE SET
27-104-04 | Hartmann ear specula, round, inner Ø 4.0 mm |  | 1
27-104-05 | Hartmann ear specula, round, inner Ø 5.5 mm |  | 1
27-104-08 | Hartmann ear specula, round, inner Ø 8,0 mm |  | 1
10-631-12 | Farrel cotton applicator, 0.9 mm, 12 cm, spiral |  | 1
27-500-02 | Plester sickle knife, curved, 16 cm |  | 1
10-902-06 | Frazier suction tube, 30°, 13 cm, 6 Charr. |  | 1
10-944-01 | Suction handle with Luer cone, 11 cm |  | 1
10-944-08 | Rosen suction-irrigating cannula, angled, | Luer-Lock, Ø 0.8 mm, 10.5 cm | 1
10-944-10 | Rosen suction-irrigating cannula, angled, | Luer-Lock, Ø 1.0 mm, 10.5 cm | 1
10-944-14 | Rosen suction-irrigating cannula, angled, | Luer-Lock, Ø 1.4 mm, 10.5 cm | 1
13-407-14 | Lucae dressing forceps, 14 cm |  | 1
27-153-03 | Buck ear curette, sharp, angled, Fig. 0 | Ø 2.5 mm, 17 cm | 1
27-216-08 | Hartmann ear forceps, serrated, 1x2 teeth WL 85 mm |  | 1
57-040-44 C | TYMPANIC DRAINAGE SET, CONTAINER AND BASKET
27-104-04 | Hartmann ear specula, round, inner Ø 4.0 mm |  | 1
27-104-05 | Hartmann ear specula, round, inner Ø 5.5 mm |  | 1
27-104-08 | Hartmann ear specula, round, inner Ø 8,0 mm |  | 1
10-631-12 | Farrel cotton applicator, 0.9 mm, 12 cm, spiral |  | 1
27-500-02 | Plester sickle knife, curved, 16 cm |  | 1
10-902-06 | Frazier suction tube, 30°, 13 cm, 6 Charr. |  | 1
10-944-01 | Suction handle with Luer cone, 11 cm |  | 1
10-944-08 | Rosen suction-irrigating cannula, angled, | Luer-Lock, Ø 0.8 mm, 10.5 cm | 1
10-944-10 | Rosen suction-irrigating cannula, angled, | Luer-Lock, Ø 1.0 mm, 10.5 cm | 2
10-944-14 | Rosen suction-irrigating cannula, angled, | Luer-Lock, Ø 1.4 mm, 10.5 cm | 1
13-407-14 | Lucae dressing forceps, 14 cm |  | 1
27-153-03 | Buck ear curette, sharp, angled, Fig. 0 | Ø 2.5 mm, 17 cm | 1
27-216-08 | Hartmann ear forceps, serrated, 1x2 teeth WL 85 mm |  | 1
55-510-61 | Container bottom, aluminium, 320 x 186 x 59 mm, | non perforated - for Special container | 1
55-510-90 | Container lid, aluminium, silver, 325 x 192 mm, | perforated - for Special container | 1
55-525-05 | Stainless steel tray 275 x 175 x 45mm, without lid |  | 1
55-820-03 | Identification label, red |  | 1
57-040-46 | AURAL POLYP SET
27-353-16 | Krause Voss ear polypus snare, 18 cm |  | 1
27-359-12 | Snare wire, formed Ø 0.2 mm (12 pcs.) |  | 1
27-230-08 | Struempel cup shaped forceps, straight, oval, | WL 85 mm | 1
16-103-03 | Wagener ear hooklet, Fig. 3, 14 cm |  | 1
27-104-04 | Hartmann ear specula, round, inner Ø 4.0 mm |  | 1
27-104-05 | Hartmann ear specula, round, inner Ø 5.5 mm |  | 1
27-104-08 | Hartmann ear specula, round, inner Ø 8,0 mm |  | 1
10-631-12 | Farrel cotton applicator, 0.9 mm, 12 cm, spiral |  | 2
13-407-14 | Lucae dressing forceps, 14 cm |  | 1
57-040-46 C | AURAL POLYP SET, CONTAINER AND BASKET
27-353-16 | Krause Voss ear polypus snare, 18 cm |  | 1
27-359-12 | Snare wire, formed Ø 0.2 mm (12 pcs.) |  | 1
27-230-08 | Struempel cup shaped forceps, straight, oval, | WL 85 mm | 1
16-103-03 | Wagener ear hooklet, Fig. 3, 14 cm |  | 1
27-104-04 | Hartmann ear specula, round, inner Ø 4.0 mm |  | 1
27-104-05 | Hartmann ear specula, round, inner Ø 5.5 mm |  | 1
27-104-08 | Hartmann ear specula, round, inner Ø 8,0 mm |  | 1
10-631-12 | Farrel cotton applicator, 0.9 mm, 12 cm, spiral |  | 2
13-407-14 | Lucae dressing forceps, 14 cm |  | 1
55-510-61 | Container bottom, aluminium, 320 x 186 x 59 mm, | non perforated - for Special container | 1
55-510-90 | Container lid, aluminium, silver, 325 x 192 mm, | perforated - for Special container | 1
55-525-05 | Stainless steel tray 275 x 175 x 45mm, without lid |  | 1
55-820-03 | Identification label, red |  | 1
57-040-48 | ABCESS SET
26-006-19 | Brünings tongue depressor, 14/18 mm, 19 cm |  | 1
13-100-20 | Dissecting forceps 1x2, 20 cm |  | 1
11-201-20 | Metzenbaum scissors, curved, Fig. 1, 20 cm |  | 1
26-089-19 | Schnidt tonsil holding forceps, curved, 19.5 cm |  | 1
15-703-20 | Gross-Maier sponge forceps, curved, 20 cm |  | 1
15-703-22 | Gross-Maier sponge forceps, curved, 22 cm |  | 1
10-810-03 | Tonsil /septum needle, angled, Ø 0.8 mm 107 mm |  | 1
57-040-48 C | ABCESS SET, CONTAINER AND BASKET
26-006-19 | Brünings tongue depressor, 14/18 mm, 19 cm |  | 1
13-100-20 | Dissecting forceps 1x2, 20 cm |  | 1
11-201-20 | Metzenbaum scissors, curved, Fig. 1, 20 cm |  | 1
26-089-19 | Schnidt tonsil holding forceps, curved, 19.5 cm |  | 1
15-703-20 | Gross-Maier sponge forceps, curved, 20 cm |  | 1
15-703-22 | Gross-Maier sponge forceps, curved, 22 cm |  | 1
10-810-03 | Tonsil /septum needle, angled, Ø 0.8 mm 107 mm |  | 1
55-510-61 | Container bottom, aluminium, 320 x 186 x 59 mm, | non perforated - for Special container | 1
55-510-90 | Container lid, aluminium, silver, 325 x 192 mm, | perforated - for Special container | 1
55-525-05 | Stainless steel tray 275 x 175 x 45mm, without lid |  | 1
55-820-03 | Identification label, red |  | 1
57-040-50 | SMALL PARACENTESIS SET
16-101-01 | Lucae ear hooklet Fig. 1, small, 14 cm |  | 1
13-407-14 | Lucae dressing forceps, 14 cm |  | 1
27-314-02 | Lucae tympanum perforator, bayonet, | for adults, 18 cm | 1
27-104-01 | Hartmann ear speculum, set, 3 pieces Fig. 4 - 6 | (5.5 / 6.5 / 8.0 mm) | 1
27-104-08 | Hartmann ear specula, round, inner Ø 8,0 mm |  | 1
57-040-50 C | SMALL PARACENTESIS SET, CONTAINER AND BASKET
16-101-01 | Lucae ear hooklet Fig. 1, small, 14 cm |  | 1
13-407-14 | Lucae dressing forceps, 14 cm |  | 1
27-314-02 | Lucae tympanum perforator, bayonet, | for adults, 18 cm | 1
27-104-01 | Hartmann ear speculum, set, 3 pieces Fig. 4 - 6 | (5.5 / 6.5 / 8.0 mm) | 1
27-104-08 | Hartmann ear specula, round, inner Ø 8,0 mm |  | 1
55-510-61 | Container bottom, aluminium, 320 x 186 x 59 mm, | non perforated - for Special container | 1
55-510-90 | Container lid, aluminium, silver, 325 x 192 mm, | perforated - for Special container | 1
55-525-05 | Stainless steel tray 275 x 175 x 45mm, without lid |  | 1
55-820-03 | Identification label, red |  | 1
57-040-52 | BIOPSY OF THE LARYNX SET
26-241-23 | Reichert epiglottis retractor, 24 cm |  | 1
26-243-25 | Killian laryngeal cotton applicator, 25 cm |  | 1
26-262-00 | Huber universal handle for use with tubes |  | 1
26-267-20 | Brünings curved tube, stiff, 20 cm |  | 1
26-270-23 | Cordes (Rosenberg) forceps tip, half round, 2-4 mm |  | 1
26-270-31 | Cordes forceps tip, Fig. 2 |  | 1
57-040-52 C | BIOPSY OF THE LARYNX SET, CONTAINER AND BASKET
26-241-23 | Reichert epiglottis retractor, 24 cm |  | 1
26-243-25 | Killian laryngeal cotton applicator, 25 cm |  | 1
26-262-00 | Huber universal handle for use with tubes |  | 1
26-267-20 | Brünings curved tube, stiff, 20 cm |  | 1
26-270-23 | Cordes (Rosenberg) forceps tip, half round, 2-4 mm |  | 1
26-270-31 | Cordes forceps tip, Fig. 2 |  | 1
55-510-61 | Container bottom, aluminium, 320 x 186 x 59 mm, | non perforated - for Special container | 1
55-510-90 | Container lid, aluminium, silver, 325 x 192 mm, | perforated - for Special container | 1
55-525-05 | Stainless steel tray 275 x 175 x 45mm, without lid |  | 1
55-820-03 | Identification label, red |  | 1
57-040-54 | SUTURE AND WOUND CARE SET
15-801-11 | Backhaus towel forceps, 11 cm |  | 4
10-103-01 | Scalpel handle, standard No. 3 |  | 1
10-153-10 | Scalpel blades, sterile, Fig. 10, 100 pcs. |  | 1
11-003-14 | Surgical scissors, Fig. 2, curved, 14 cm, | sharp/blunt | 1
11-211-14 | Metzenbaum scissors, delicate, curved, | blunt/blunt, 14 cm | 1
11-201-14 | Metzenbaum scissors, curved, Fig. 1, 14 cm |  | 1
11-405-14 | Joseph scissors, curved, 14 cm |  | 1
13-002-14 | Dressing forceps delicate, straight, 14 cm |  | 2
13-102-14 | Dissecting forceps 1x2, delicate, 14 cm |  | 2
13-191-12 | Adson - Brown forceps, 7x7, 12 cm |  | 2
15-061-12 | Halsted-Mosquito forceps, curved, 12.5 cm |  | 8
15-055-14 | Providence-Hospital forceps, curved, 14 cm, |  | 4
15-000-16 | Pean forceps, straight, 16 cm |  | 1
16-138-20 | Senn-Green retractor, 20 x 6 mm, 15 cm |  | 2
16-120-02 | Trachea hook, sharp, 2-prongs, 16 cm |  | 2
18-012-15 | Crile-Wood TC-needle holder, 15 cm |  | 1
57-040-54 C | SUTURE AND WOUND CARE SET, CONTAINER AND BASKET
15-801-11 | Backhaus towel forceps, 11 cm |  | 4
10-103-01 | Scalpel handle, standard No. 3 |  | 1
10-153-10 | Scalpel blades, sterile, Fig. 10, 100 pcs. |  | 1
11-003-14 | Surgical scissors, Fig. 2, curved, 14 cm, | sharp/blunt | 1
11-211-14 | Metzenbaum scissors, delicate, curved, | blunt/blunt, 14 cm | 1
11-201-14 | Metzenbaum scissors, curved, Fig. 1, 14 cm |  | 1
11-405-14 | Joseph scissors, curved, 14 cm |  | 1
13-002-14 | Dressing forceps delicate, straight, 14 cm |  | 2
13-102-14 | Dissecting forceps 1x2, delicate, 14 cm |  | 2
13-191-12 | Adson - Brown forceps, 7x7, 12 cm |  | 2
15-061-12 | Halsted-Mosquito forceps, curved, 12.5 cm |  | 8
15-055-14 | Providence-Hospital forceps, curved, 14 cm, |  | 4
15-000-16 | Pean forceps, straight, 16 cm |  | 1
16-138-20 | Senn-Green retractor, 20 x 6 mm, 15 cm |  | 2
16-120-02 | Trachea hook, sharp, 2-prongs, 16 cm |  | 2
18-012-15 | Crile-Wood TC-needle holder, 15 cm |  | 1
55-310-60 | Container bottom, aluminium, 310 x 272 x 96 mm, | non perforated | 1
55-310-90 | Container lid, aluminium, silver, 295 x 280 mm, | perforated | 1
55-390-05 | Wire basket, 246 x 246 x 50 mm |  | 1
55-820-03 | Identification label, red |  | 1
57-040-56 | NASAL FRACTURE SET
26-508-02 | Hartmann-Halle nasal specula, Fig. 2, | with aseptic joint, 15.5 cm | 1
26-524-02 | Killian nasal specula, 50 mm |  | 1
10-902-10 | Frazier suction tube, 30°, 13 cm, 10 Charr. |  | 1
26-640-14 | Joseph rhinoplastic knife, straight, 14.5 cm |  | 1
26-663-18 | Freer elevator, sharp/blunt, 5 / 5 mm, 18 cm |  | 1
26-820-18 | Boies nasal fracture elevator, oval 18 cm |  | 1
26-826-01 | Cottle-Walsham straightening forceps, | straight, Fig. 1, 23 cm | 1
40-036-48 | Weil-Blakesley forceps, 120 mm, 4.8 mm, straight |  | 1
13-191-12 | Adson - Brown forceps, 7x7, 12 cm |  | 1
18-016-17 | Senning TC-needle holder, 17 cm |  | 1
11-425-12 | Wagner, scissors Fig. 3 (sharp/sharp), curved, | 12 cm | 1
13-417-20 | Grünwald-Jansen dressing forceps, 20 cm |  | 1
57-040-56 C | NASAL FRACTURE SET, CONTAINER AND BASKET
26-508-02 | Hartmann-Halle nasal specula, Fig. 2, | with aseptic joint, 15.5 cm | 1
26-524-02 | Killian nasal specula, 50 mm |  | 1
10-902-10 | Frazier suction tube, 30°, 13 cm, 10 Charr. |  | 1
26-640-14 | Joseph rhinoplastic knife, straight, 14.5 cm |  | 1
26-663-18 | Freer elevator, sharp/blunt, 5 / 5 mm, 18 cm |  | 1
26-820-18 | Boies nasal fracture elevator, oval 18 cm |  | 1
26-826-01 | Cottle-Walsham straightening forceps, | straight, Fig. 1, 23 cm | 1
40-036-48 | Weil-Blakesley forceps, 120 mm, 4.8 mm, straight |  | 1
13-191-12 | Adson - Brown forceps, 7x7, 12 cm |  | 1
18-016-17 | Senning TC-needle holder, 17 cm |  | 1
11-425-12 | Wagner, scissors Fig. 3 (sharp/sharp), curved, | 12 cm | 1
13-417-20 | Grünwald-Jansen dressing forceps, 20 cm |  | 1
55-510-61 | Container bottom, aluminium, 320 x 186 x 59 mm, | non perforated - for Special container | 1
55-510-90 | Container lid, aluminium, silver, 325 x 192 mm, | perforated - for Special container | 1
55-525-05 | Stainless steel tray 275 x 175 x 45mm, without lid |  | 1
55-820-03 | Identification label, red |  | 1
57-040-58 | ANTRUM SET ENDONASAL
15-801-11 | Backhaus towel forceps, 11 cm |  | 4
26-508-02 | Hartmann-Halle nasal specula, Fig. 2, | with aseptic joint, 15.5 cm | 1
26-524-02 | Killian nasal specula, 50 mm |  | 1
26-640-14 | Joseph rhinoplastic knife, straight, 14.5 cm |  | 1
26-663-18 | Freer elevator, sharp/blunt, 5 / 5 mm, 18 cm |  | 1
11-335-18 | Heymann nasal scissors, medium, 18 cm |  | 1
40-038-00 | Struycken cutting forceps, 120 mm, 1 mm, straight |  | 1
40-038-03 | Myles cutting forceps, 120 mm, 3 mm, straight |  | 1
40-201-25 | Mallet with plastic inserts, Ø 25 mm, 140 g, | 18.5 cm | 1
40-255-04 | Freer chisel, curved, 4 mm, 17 cm |  | 1
26-787-21 | Faulkner curette, double, 21 cm |  | 1
26-795-01 | Wiener antrum rasp, sharp, 180 mm |  | 1
40-358-19 | Freer elevator, blunt, 6 mm, 19 cm |  | 1
26-790-04 | Coakley antrum curette, Fig. 4, 17 cm |  | 1
26-790-05 | Coakley antrum curette, Fig. 5, 17 cm |  | 1
40-470-01 | Halle bone currette, malleable, Fig. 1, 4 mm, | 21 cm | 1
10-906-05 | Nasal suction tube, Ø 5 mm, 18 cm |  | 1
13-417-20 | Grünwald-Jansen dressing forceps, 20 cm |  | 1
26-607-20 | Hartmann dressing forceps, 20 cm |  | 1
40-009-40 | Hajek-Kofler punch, 170 mm, 3.5 mm, 90° 360° | rotatable | 1
57-040-58 C | ANTRUM SET ENDONASAL, CONTAINER AND BASKET
15-801-11 | Backhaus towel forceps, 11 cm |  | 4
26-508-02 | Hartmann-Halle nasal specula, Fig. 2, | with aseptic joint, 15.5 cm | 1
26-524-02 | Killian nasal specula, 50 mm |  | 1
26-640-14 | Joseph rhinoplastic knife, straight, 14.5 cm |  | 1
26-663-18 | Freer elevator, sharp/blunt, 5 / 5 mm, 18 cm |  | 1
11-335-18 | Heymann nasal scissors, medium, 18 cm |  | 1
40-038-00 | Struycken cutting forceps, 120 mm, 1 mm, straight |  | 1
40-038-03 | Myles cutting forceps, 120 mm, 3 mm, straight |  | 1
40-201-25 | Mallet with plastic inserts, Ø 25 mm, 140 g, | 18.5 cm | 1
40-255-04 | Freer chisel, curved, 4 mm, 17 cm |  | 1
26-787-21 | Faulkner curette, double, 21 cm |  | 1
26-795-01 | Wiener antrum rasp, sharp, 180 mm |  | 1
40-358-19 | Freer elevator, blunt, 6 mm, 19 cm |  | 1
26-790-04 | Coakley antrum curette, Fig. 4, 17 cm |  | 1
26-790-05 | Coakley antrum curette, Fig. 5, 17 cm |  | 1
40-470-01 | Halle bone currette, malleable, Fig. 1, 4 mm, | 21 cm | 1
10-906-05 | Nasal suction tube, Ø 5 mm, 18 cm |  | 1
13-417-20 | Grünwald-Jansen dressing forceps, 20 cm |  | 1
26-607-20 | Hartmann dressing forceps, 20 cm |  | 1
40-009-40 | Hajek-Kofler punch, 170 mm, 3.5 mm, 90° 360° | rotatable | 1
55-310-60 | Container bottom, aluminium, 310 x 272 x 96 mm, | non perforated | 1
55-310-90 | Container lid, aluminium, silver, 295 x 280 mm, | perforated | 1
55-390-05 | Wire basket, 246 x 246 x 50 mm |  | 1
55-820-03 | Identification label, red |  | 1
57-040-60 | TONSILLAR HAEMORRHAGE SET
15-801-11 | Backhaus towel forceps, 11 cm |  | 2
26-006-19 | Brünings tongue depressor, 14/18 mm, 19 cm |  | 1
26-175-23 | Nager tonsil retractor, 23 cm |  | 1
10-911-02 | Yankauer suction tube, 27 cm with central | bore Ø 2.0 mm | 1
26-093-20 | Blohmke tonsil holding forceps, 20 cm |  | 1
11-201-18 | Metzenbaum scissors, curved, Fig. 1, 18 cm |  | 1
15-029-19 | Schnidt forceps, slightly curved, 19 cm |  | 2
40-040-13 | Hartmann tonsil cutting forceps, 120 mm, Ø 13 mm, | straight | 1
18-004-18 | De Bakey TC-needle holder, 18 cm, | Mayo Hegar delicate | 1
13-064-21 | Potts-Smith forceps, straight, 21 cm |  | 1
26-098-20 | Abraham tonsil holding forceps, 20.5 cm |  | 1
57-040-60 C | TONSILLAR HAEMORRHAGE, CONTAINER AND BASKET
15-801-11 | Backhaus towel forceps, 11 cm |  | 2
26-006-19 | Brünings tongue depressor, 14/18 mm, 19 cm |  | 1
26-175-23 | Nager tonsil retractor, 23 cm |  | 1
10-911-02 | Yankauer suction tube, 27 cm with central | bore Ø 2.0 mm | 1
26-093-20 | Blohmke tonsil holding forceps, 20 cm |  | 1
11-201-18 | Metzenbaum scissors, curved, Fig. 1, 18 cm |  | 1
15-029-19 | Schnidt forceps, slightly curved, 19 cm |  | 2
40-040-13 | Hartmann tonsil cutting forceps, 120 mm, Ø 13 mm, | straight | 1
18-004-18 | De Bakey TC-needle holder, 18 cm, | Mayo Hegar delicate | 1
13-064-21 | Potts-Smith forceps, straight, 21 cm |  | 1
26-098-20 | Abraham tonsil holding forceps, 20.5 cm |  | 1
55-210-60 | Container bottom, aluminium, 475 x 272 x 96 mm, | non perforated | 1
55-210-90 | Container lid, aluminium, silver, 460 x 285 mm, | perforated | 1
55-290-05 | Wire basket, 405 x 245 x 50 mm |  | 1
55-820-03 | Identification label, red |  | 1
57-040-62 | TONSILLAR ABCESS SET
26-033-13 | Whitehead-Jennings mouth gag, 13 cm |  | 1
26-006-19 | Brünings tongue depressor, 14/18 mm, 19 cm |  | 1
15-703-22 | Gross-Maier sponge forceps, curved, 22 cm |  | 1
10-911-02 | Yankauer suction tube, 27 cm with central | bore Ø 2.0 mm | 1
13-417-20 | Grünwald-Jansen dressing forceps, 20 cm |  | 1
10-371-21 | Abraham tonsil knife, 21.5 cm |  | 1
57-040-62 C | TONSILLAR ABCESS SET, CONTAINER AND BASKET
26-033-13 | Whitehead-Jennings mouth gag, 13 cm |  | 1
26-006-19 | Brünings tongue depressor, 14/18 mm, 19 cm |  | 1
15-703-22 | Gross-Maier sponge forceps, curved, 22 cm |  | 1
10-911-02 | Yankauer suction tube, 27 cm with central | bore Ø 2.0 mm | 1
13-417-20 | Grünwald-Jansen dressing forceps, 20 cm |  | 1
10-371-21 | Abraham tonsil knife, 21.5 cm |  | 1
55-510-61 | Container bottom, aluminium, 320 x 186 x 59 mm, | non perforated - for Special container | 1
55-510-90 | Container lid, aluminium, silver, 325 x 192 mm, | perforated - for Special container | 1
55-525-05 | Stainless steel tray 275 x 175 x 45mm, without lid |  | 1
55-820-03 | Identification label, red |  | 1
57-040-64 | NASAL SEPTUM SURGERY SET (KILLIAN)
15-801-11 | Backhaus towel forceps, 11 cm |  | 4
26-524-01 | Killian nasal specula, 35 mm |  | 1
26-524-02 | Killian nasal specula, 50 mm |  | 1
26-524-03 | Killian nasal specula, 75 mm |  | 1
26-524-04 | Killian nasal specula, 90 mm |  | 1
26-640-14 | Joseph rhinoplastic knife, straight, 14.5 cm |  | 1
26-663-18 | Freer elevator, sharp/blunt, 5 / 5 mm, 18 cm |  | 1
26-689-18 | Killian double septum elevator, short, 3.5 mm, | 18 cm | 1
40-201-25 | Mallet with plastic inserts, Ø 25 mm, 140 g, | 18.5 cm | 1
26-707-17 | Killian-Claus septum-gouge, 5 mm, 17 cm |  | 1
40-255-04 | Freer chisel, curved, 4 mm, 17 cm |  | 1
26-813-03 | Brünings septum forceps, Fig. 3, 19 cm |  | 1
26-803-01 | Craig septum forceps, left curved, 16.5 cm |  | 1
40-036-48 | Weil-Blakesley forceps, 120 mm, 4.8 mm, straight |  | 1
40-036-42 | Weil-Blakesley forceps, 120 mm, 4.2 mm, straight |  | 1
40-038-03 | Myles cutting forceps, 120 mm, 3 mm, straight |  | 1
11-335-18 | Heymann nasal scissors, medium, 18 cm |  | 1
40-042-03 | Watson-Williams forceps, 120 mm, 5 mm, with teeth, | straight | 1
26-711-04 | Ballenger swivel knife, bayonet, 4 mm, 20 cm |  | 1
10-902-10 | Frazier suction tube, 30°, 13 cm, 10 Charr. |  | 1
13-417-20 | Grünwald-Jansen dressing forceps, 20 cm |  | 1
26-607-20 | Hartmann dressing forceps, 20 cm |  | 1
57-040-64 C | NASAL SEPTUM SURGERY SET (KILLIAN), CONTAINER AND BASKET
15-801-11 | Backhaus towel forceps, 11 cm |  | 4
26-524-01 | Killian nasal specula, 35 mm |  | 1
26-524-02 | Killian nasal specula, 50 mm |  | 1
26-524-03 | Killian nasal specula, 75 mm |  | 1
26-524-04 | Killian nasal specula, 90 mm |  | 1
26-640-14 | Joseph rhinoplastic knife, straight, 14.5 cm |  | 1
26-663-18 | Freer elevator, sharp/blunt, 5 / 5 mm, 18 cm |  | 1
26-689-18 | Killian double septum elevator, short, 3.5 mm, | 18 cm | 1
40-201-25 | Mallet with plastic inserts, Ø 25 mm, 140 g, | 18.5 cm | 1
26-707-17 | Killian-Claus septum-gouge, 5 mm, 17 cm |  | 1
40-255-04 | Freer chisel, curved, 4 mm, 17 cm |  | 1
26-813-03 | Brünings septum forceps, Fig. 3, 19 cm |  | 1
26-803-01 | Craig septum forceps, left curved, 16.5 cm |  | 1
40-036-48 | Weil-Blakesley forceps, 120 mm, 4.8 mm, straight |  | 1
40-036-42 | Weil-Blakesley forceps, 120 mm, 4.2 mm, straight |  | 1
40-038-03 | Myles cutting forceps, 120 mm, 3 mm, straight |  | 1
11-335-18 | Heymann nasal scissors, medium, 18 cm |  | 1
40-042-03 | Watson-Williams forceps, 120 mm, 5 mm, with teeth, | straight | 1
26-711-04 | Ballenger swivel knife, bayonet, 4 mm, 20 cm |  | 1
10-902-10 | Frazier suction tube, 30°, 13 cm, 10 Charr. |  | 1
13-417-20 | Grünwald-Jansen dressing forceps, 20 cm |  | 1
26-607-20 | Hartmann dressing forceps, 20 cm |  | 1
55-210-60 | Container bottom, aluminium, 475 x 272 x 96 mm, | non perforated | 1
55-210-90 | Container lid, aluminium, silver, 460 x 285 mm, | perforated | 1
55-290-05 | Wire basket, 405 x 245 x 50 mm |  | 1
55-820-03 | Identification label, red |  | 1
57-040-66 | ANTRUM RADICAL SET
15-801-11 | Backhaus towel forceps, 11 cm |  | 4
26-508-02 | Hartmann-Halle nasal specula, Fig. 2, | with aseptic joint, 15.5 cm | 1
26-524-02 | Killian nasal specula, 50 mm |  | 1
26-006-19 | Brünings tongue depressor, 14/18 mm, 19 cm |  | 1
16-018-01 | Langenbeck retractor, 30x11 mm |  | 2
26-768-19 | Brünings-Brunk antrum retractor, 19 cm |  | 1
10-103-01 | Scalpel handle, standard No. 3 |  | 1
10-153-10 | Scalpel blades, sterile, Fig. 10, 100 pcs. |  | 1
27-300-15 | Muck periosteal knife, 15 cm |  | 1
15-063-12 | Micro-Mosquito forceps, curved, 12.5 cm |  | 4
40-380-04 | Adson periosteal elevator, 7 mm, round, strongly | curved, 17 cm | 1
11-211-14 | Metzenbaum scissors, delicate, curved, | blunt/blunt, 14 cm | 1
11-405-14 | Joseph scissors, curved, 14 cm |  | 1
13-002-14 | Dressing forceps delicate, straight, 14 cm |  | 1
13-102-14 | Dissecting forceps 1x2, delicate, 14 cm |  | 2
13-191-12 | Adson - Brown forceps, 7x7, 12 cm |  | 1
40-267-04 | Partsch gouge, 14 cm, 4 mm |  | 1
40-264-06 | Gouge, 6 mm, 14 cm |  | 1
40-264-08 | Gouge, 8 mm, 14 cm |  | 1
40-251-03 | Tamper, Ø 3 mm, 16 cm |  | 1
40-201-25 | Mallet with plastic inserts, Ø 25 mm, 140 g, | 18.5 cm | 1
40-004-04 | Kerrison punch, 90 mm, 4 mm, 90° up |  | 1
40-009-40 | Hajek-Kofler punch, 170 mm, 3.5 mm, 90° 360° | rotatable | 1
40-641-03 | Böhler bone rongeur, curved, 3 mm, 15.5 cm |  | 1
10-906-05 | Nasal suction tube, Ø 5 mm, 18 cm |  | 1
40-358-19 | Freer elevator, blunt, 6 mm, 19 cm |  | 1
40-486-06 | Bone curette, model "USA", left curved, Fig. 6, | 16 cm | 1
40-485-06 | Bone curette, model "USA", right curved, Fig. 6, | 16 cm | 1
40-470-01 | Halle bone currette, malleable, Fig. 1, 4 mm, | 21 cm | 1
40-467-04 | Volkmann bone curette, Fig. 0, 17 cm |  | 1
26-663-18 | Freer elevator, sharp/blunt, 5 / 5 mm, 18 cm |  | 1
40-036-30 | Weil-Blakesley forceps, 120 mm, 3.0 mm, straight |  | 1
40-036-42 | Weil-Blakesley forceps, 120 mm, 4.2 mm, straight |  | 1
40-037-36 | Weil-Blakesley forceps, 120 mm, 3.6 mm, 45° up |  | 1
40-042-03 | Watson-Williams forceps, 120 mm, 5 mm, with teeth, | straight | 1
40-046-03 | Love-Gruenwald rongeur, 130 mm, 3 mm, straight |  | 1
27-561-03 | Ritter nasal dilator Ø 3.0 mm, 16 cm |  | 1
27-561-04 | Ritter nasal dilator Ø 4.0 mm, 16 cm |  | 1
11-335-18 | Heymann nasal scissors, medium, 18 cm |  | 1
18-012-15 | Crile-Wood TC-needle holder, 15 cm |  | 1
11-003-14 | Surgical scissors, Fig. 2, curved, 14 cm, | sharp/blunt | 1
13-417-20 | Grünwald-Jansen dressing forceps, 20 cm |  | 1
26-607-20 | Hartmann dressing forceps, 20 cm |  | 1
10-942-03 | Suction-irrigation cannula, conical, Ø 3,0 mm | WL 11 cm | 1
57-040-66 C | ANTRUM RADICAL SET, CONTAINER AND BASKET
15-801-11 | Backhaus towel forceps, 11 cm |  | 4
26-508-02 | Hartmann-Halle nasal specula, Fig. 2, | with aseptic joint, 15.5 cm | 1
26-524-02 | Killian nasal specula, 50 mm |  | 1
26-006-19 | Brünings tongue depressor, 14/18 mm, 19 cm |  | 1
16-018-01 | Langenbeck retractor, 30x11 mm |  | 2
26-768-19 | Brünings-Brunk antrum retractor, 19 cm |  | 1
10-103-01 | Scalpel handle, standard No. 3 |  | 1
10-153-10 | Scalpel blades, sterile, Fig. 10, 100 pcs. |  | 1
27-300-15 | Muck periosteal knife, 15 cm |  | 1
15-063-12 | Micro-Mosquito forceps, curved, 12.5 cm |  | 4
40-380-04 | Adson periosteal elevator, 7 mm, round, strongly | curved, 17 cm | 1
11-211-14 | Metzenbaum scissors, delicate, curved, | blunt/blunt, 14 cm | 1
11-405-14 | Joseph scissors, curved, 14 cm |  | 1
13-002-14 | Dressing forceps delicate, straight, 14 cm |  | 1
13-102-14 | Dissecting forceps 1x2, delicate, 14 cm |  | 2
13-191-12 | Adson - Brown forceps, 7x7, 12 cm |  | 1
40-267-04 | Partsch gouge, 14 cm, 4 mm |  | 1
40-264-06 | Gouge, 6 mm, 14 cm |  | 1
40-264-08 | Gouge, 8 mm, 14 cm |  | 1
40-251-03 | Tamper, Ø 3 mm, 16 cm |  | 1
40-201-25 | Mallet with plastic inserts, Ø 25 mm, 140 g, | 18.5 cm | 1
40-004-04 | Kerrison punch, 90 mm, 4 mm, 90° up |  | 1
40-009-40 | Hajek-Kofler punch, 170 mm, 3.5 mm, 90° 360° | rotatable | 1
40-641-03 | Böhler bone rongeur, curved, 3 mm, 15.5 cm |  | 1
10-906-05 | Nasal suction tube, Ø 5 mm, 18 cm |  | 1
40-358-19 | Freer elevator, blunt, 6 mm, 19 cm |  | 1
40-486-06 | Bone curette, model "USA", left curved, Fig. 6, | 16 cm | 1
40-485-06 | Bone curette, model "USA", right curved, Fig. 6, | 16 cm | 1
40-470-01 | Halle bone currette, malleable, Fig. 1, 4 mm, | 21 cm | 1
40-467-04 | Volkmann bone curette, Fig. 0, 17 cm |  | 1
26-663-18 | Freer elevator, sharp/blunt, 5 / 5 mm, 18 cm |  | 1
40-036-30 | Weil-Blakesley forceps, 120 mm, 3.0 mm, straight |  | 1
40-036-42 | Weil-Blakesley forceps, 120 mm, 4.2 mm, straight |  | 1
40-037-36 | Weil-Blakesley forceps, 120 mm, 3.6 mm, 45° up |  | 1
40-042-03 | Watson-Williams forceps, 120 mm, 5 mm, with teeth, | straight | 1
40-046-03 | Love-Gruenwald rongeur, 130 mm, 3 mm, straight |  | 1
27-561-03 | Ritter nasal dilator Ø 3.0 mm, 16 cm |  | 1
27-561-04 | Ritter nasal dilator Ø 4.0 mm, 16 cm |  | 1
11-335-18 | Heymann nasal scissors, medium, 18 cm |  | 1
18-012-15 | Crile-Wood TC-needle holder, 15 cm |  | 1
11-003-14 | Surgical scissors, Fig. 2, curved, 14 cm, | sharp/blunt | 1
13-417-20 | Grünwald-Jansen dressing forceps, 20 cm |  | 1
26-607-20 | Hartmann dressing forceps, 20 cm |  | 1
10-942-03 | Suction-irrigation cannula, conical, Ø 3,0 mm | WL 11 cm | 1
55-110-61 | Container bottom, aluminium, 600 x 272 x 116 mm, | non perforated | 1
55-110-90 | Container lid, aluminium, silver, 585 x 285 mm, | perforated | 1
55-190-05 | Wire basket, 480 x 245 x 50 mm |  | 1
55-820-03 | Identification label, red |  | 1
57-040-68 | ETHMOID SURGERY ENDONASAL SET
15-801-11 | Backhaus towel forceps, 11 cm |  | 4
26-508-02 | Hartmann-Halle nasal specula, Fig. 2, | with aseptic joint, 15.5 cm | 1
26-524-02 | Killian nasal specula, 50 mm |  | 1
26-524-04 | Killian nasal specula, 90 mm |  | 1
26-640-14 | Joseph rhinoplastic knife, straight, 14.5 cm |  | 1
26-663-18 | Freer elevator, sharp/blunt, 5 / 5 mm, 18 cm |  | 1
26-621-26 | Krause nasal polypus snare, 26 cm |  | 1
26-627-30 | Wire loops for nasal snares, Ø 0.3 mm | Unit 12 pcs. | 1
40-038-02 | Myles cutting forceps, 120 mm, 2 mm, straight |  | 1
40-036-36 | Weil-Blakesley forceps, 120 mm, 3.6 mm, straight |  | 1
40-036-48 | Weil-Blakesley forceps, 120 mm, 4.8 mm, straight |  | 1
40-036-42 | Weil-Blakesley forceps, 120 mm, 4.2 mm, straight |  | 1
40-470-01 | Halle bone currette, malleable, Fig. 1, 4 mm, | 21 cm | 1
10-902-10 | Frazier suction tube, 30°, 13 cm, 10 Charr. |  | 1
10-902-12 | Frazier suction tube, 30°, 13 cm, 12 Charr. |  | 1
13-417-20 | Grünwald-Jansen dressing forceps, 20 cm |  | 1
26-607-20 | Hartmann dressing forceps, 20 cm |  | 1
57-040-68 C | ETHMOID SURGERY ENDONASAL SET, CONTAINER AND BASKET
15-801-11 | Backhaus towel forceps, 11 cm |  | 4
26-508-02 | Hartmann-Halle nasal specula, Fig. 2, | with aseptic joint, 15.5 cm | 1
26-524-02 | Killian nasal specula, 50 mm |  | 1
26-524-04 | Killian nasal specula, 90 mm |  | 1
26-640-14 | Joseph rhinoplastic knife, straight, 14.5 cm |  | 1
26-663-18 | Freer elevator, sharp/blunt, 5 / 5 mm, 18 cm |  | 1
26-621-26 | Krause nasal polypus snare, 26 cm |  | 1
26-627-30 | Wire loops for nasal snares, Ø 0.3 mm | Unit 12 pcs. | 1
40-038-02 | Myles cutting forceps, 120 mm, 2 mm, straight |  | 1
40-036-36 | Weil-Blakesley forceps, 120 mm, 3.6 mm, straight |  | 1
40-036-48 | Weil-Blakesley forceps, 120 mm, 4.8 mm, straight |  | 1
40-036-42 | Weil-Blakesley forceps, 120 mm, 4.2 mm, straight |  | 1
40-470-01 | Halle bone currette, malleable, Fig. 1, 4 mm, | 21 cm | 1
10-902-10 | Frazier suction tube, 30°, 13 cm, 10 Charr. |  | 1
10-902-12 | Frazier suction tube, 30°, 13 cm, 12 Charr. |  | 1
13-417-20 | Grünwald-Jansen dressing forceps, 20 cm |  | 1
26-607-20 | Hartmann dressing forceps, 20 cm |  | 1
55-210-60 | Container bottom, aluminium, 475 x 272 x 96 mm, | non perforated | 1
55-210-90 | Container lid, aluminium, silver, 460 x 285 mm, | perforated | 1
55-290-05 | Wire basket, 405 x 245 x 50 mm |  | 1
55-820-03 | Identification label, red |  | 1
57-040-70 | SPHENOID SURGERY ENDONASAL SET
15-801-11 | Backhaus towel forceps, 11 cm |  | 4
26-508-02 | Hartmann-Halle nasal specula, Fig. 2, | with aseptic joint, 15.5 cm | 1
26-524-02 | Killian nasal specula, 50 mm |  | 1
26-524-03 | Killian nasal specula, 75 mm |  | 1
26-524-04 | Killian nasal specula, 90 mm |  | 1
26-640-14 | Joseph rhinoplastic knife, straight, 14.5 cm |  | 1
26-663-18 | Freer elevator, sharp/blunt, 5 / 5 mm, 18 cm |  | 1
40-256-06 | Freer gouge, 6 mm, 15 cm |  | 1
40-201-25 | Mallet with plastic inserts, Ø 25 mm, 140 g, | 18.5 cm | 1
40-009-40 | Hajek-Kofler punch, 170 mm, 3.5 mm, 90° 360° | rotatable | 1
40-470-01 | Halle bone currette, malleable, Fig. 1, 4 mm, | 21 cm | 1
10-902-10 | Frazier suction tube, 30°, 13 cm, 10 Charr. |  | 1
13-417-20 | Grünwald-Jansen dressing forceps, 20 cm |  | 1
26-607-20 | Hartmann dressing forceps, 20 cm |  | 1
57-040-70 C | SPHENOID BONE SURGERY ENDONASAL SET, CONTAINER AND BASKET
15-801-11 | Backhaus towel forceps, 11 cm |  | 4
26-508-02 | Hartmann-Halle nasal specula, Fig. 2, | with aseptic joint, 15.5 cm | 1
26-524-02 | Killian nasal specula, 50 mm |  | 1
26-524-03 | Killian nasal specula, 75 mm |  | 1
26-524-04 | Killian nasal specula, 90 mm |  | 1
26-640-14 | Joseph rhinoplastic knife, straight, 14.5 cm |  | 1
26-663-18 | Freer elevator, sharp/blunt, 5 / 5 mm, 18 cm |  | 1
40-256-06 | Freer gouge, 6 mm, 15 cm |  | 1
40-201-25 | Mallet with plastic inserts, Ø 25 mm, 140 g, | 18.5 cm | 1
40-009-40 | Hajek-Kofler punch, 170 mm, 3.5 mm, 90° 360° | rotatable | 1
40-470-01 | Halle bone currette, malleable, Fig. 1, 4 mm, | 21 cm | 1
10-902-10 | Frazier suction tube, 30°, 13 cm, 10 Charr. |  | 1
13-417-20 | Grünwald-Jansen dressing forceps, 20 cm |  | 1
26-607-20 | Hartmann dressing forceps, 20 cm |  | 1
55-510-61 | Container bottom, aluminium, 320 x 186 x 59 mm, | non perforated - for Special container | 1
55-510-90 | Container lid, aluminium, silver, 325 x 192 mm, | perforated - for Special container | 1
55-525-05 | Stainless steel tray 275 x 175 x 45mm, without lid |  | 1
55-820-03 | Identification label, red |  | 1
57-040-72 | SALIVARY CALCULUS REMOVAL SET
26-006-19 | Brünings tongue depressor, 14/18 mm, 19 cm |  | 2
16-035-03 | Middeldorpf retractor, 26x30 mm, 23.5 cm |  | 1
26-033-13 | Whitehead-Jennings mouth gag, 13 cm |  | 1
10-600-18 | Probe, Ø 1 mm, 18 cm |  | 1
10-609-01 | Bowman probe, German silver Fig. 00/0 |  | 1
10-609-02 | Bowman probe, German silver Fig. 1/2 |  | 1
10-103-01 | Scalpel handle, standard No. 3 |  | 1
10-153-11 | Scalpel blades, sterile, Fig. 11, 100 pcs. |  | 1
11-347-10 | Salival scissors, curved on side, 10 cm |  | 1
40-469-05 | Lempert bone curette, oval, 3.0 mm, 21 cm |  | 1
27-164-18 | Barth ear curette, double, 18 cm |  | 1
13-054-15 | Semken forceps, straight, 15 cm |  | 1
13-154-12 | Semken dissecting forceps, straight, 1x2, 12 cm |  | 1
26-663-18 | Freer elevator, sharp/blunt, 5 / 5 mm, 18 cm |  | 1
10-902-06 | Frazier suction tube, 30°, 13 cm, 6 Charr. |  | 1
10-902-10 | Frazier suction tube, 30°, 13 cm, 10 Charr. |  | 1
10-946-01 | Wullstein cannula, 14 cm, Ø 1.5 mm conical |  | 1
18-026-13 | Halsey TC-needle holder, serrated, 13 cm |  | 1
11-003-14 | Surgical scissors, Fig. 2, curved, 14 cm, | sharp/blunt | 1
57-040-72 C | SALIVARY CALCULUS REMOVAL SET, CONTAINER AND BASKET
26-006-19 | Brünings tongue depressor, 14/18 mm, 19 cm |  | 2
16-035-03 | Middeldorpf retractor, 26x30 mm, 23.5 cm |  | 1
26-033-13 | Whitehead-Jennings mouth gag, 13 cm |  | 1
10-600-18 | Probe, Ø 1 mm, 18 cm |  | 1
10-609-01 | Bowman probe, German silver Fig. 00/0 |  | 1
10-609-02 | Bowman probe, German silver Fig. 1/2 |  | 1
10-103-01 | Scalpel handle, standard No. 3 |  | 1
10-153-11 | Scalpel blades, sterile, Fig. 11, 100 pcs. |  | 1
11-347-10 | Salival scissors, curved on side, 10 cm |  | 1
40-469-05 | Lempert bone curette, oval, 3.0 mm, 21 cm |  | 1
27-164-18 | Barth ear curette, double, 18 cm |  | 1
13-054-15 | Semken forceps, straight, 15 cm |  | 1
13-154-12 | Semken dissecting forceps, straight, 1x2, 12 cm |  | 1
26-663-18 | Freer elevator, sharp/blunt, 5 / 5 mm, 18 cm |  | 1
10-902-06 | Frazier suction tube, 30°, 13 cm, 6 Charr. |  | 1
10-902-10 | Frazier suction tube, 30°, 13 cm, 10 Charr. |  | 1
10-946-01 | Wullstein cannula, 14 cm, Ø 1.5 mm conical |  | 1
18-026-13 | Halsey TC-needle holder, serrated, 13 cm |  | 1
11-003-14 | Surgical scissors, Fig. 2, curved, 14 cm, | sharp/blunt | 1
55-510-61 | Container bottom, aluminium, 320 x 186 x 59 mm, | non perforated - for Special container | 1
55-510-90 | Container lid, aluminium, silver, 325 x 192 mm, | perforated - for Special container | 1
55-525-05 | Stainless steel tray 275 x 175 x 45mm, without lid |  | 1
55-820-03 | Identification label, red |  | 1
57-040-74 | NASAL CYSTS EXCISION SET
15-736-18 | Förster-Ballenger forceps, straight, 18 cm |  | 2
15-801-08 | Backhaus towel forceps, 8 cm |  | 6
10-103-01 | Scalpel handle, standard No. 3 |  | 2
12-160-14 | TC Mayo scissors, straight, 14 cm |  | 1
12-201-18 | TC Metzenbaum scissors, curved, 18 cm |  | 1
12-436-11 | TC iris scissors, straight, 11.5 cm |  | 1
12-437-11 | TC iris scissors, curved, 11.5 cm |  | 1
13-000-14 | Standard dressing forceps, straight, 14.5 cm |  | 1
13-042-12 | Adson dressing forceps, 12 cm |  | 1
13-100-14 | Dissecting forceps 1x2, 14.5 cm |  | 1
13-142-12 | Adson dissecting forceps, 1x2, 12 cm |  | 1
15-766-15 | Allis tissue forceps, 5x6, straight, 15 cm |  | 4
15-061-12 | Halsted-Mosquito forceps, curved, 12.5 cm |  | 6
26-665-20 | Freer elevator, sharp/blunt, 6 / 5 mm, 20 cm |  | 1
26-687-16 | Joseph septum elevator, strongly curved, 6.5 mm, | 16 cm | 1
16-154-01 | Joseph skin hook, 1-prong, 16 cm |  | 2
27-152-04 | Buck ear curette, sharp, straight, Fig. 1, | Ø 3.0 mm, 17 cm | 1
27-152-05 | Buck ear curette, sharp, straight, Fig. 2, | Ø 3.5 mm, 17 cm | 1
27-152-06 | Buck ear curette, sharp, straight, Fig. 3, | Ø 4.0 mm, 17 cm | 1
18-012-15 | Crile-Wood TC-needle holder, 15 cm |  | 1
57-040-74 C | NASAL CYSTS EXCISION SET, CONTAINER AND BASKET
15-736-18 | Förster-Ballenger forceps, straight, 18 cm |  | 2
15-801-08 | Backhaus towel forceps, 8 cm |  | 6
10-103-01 | Scalpel handle, standard No. 3 |  | 2
12-160-14 | TC Mayo scissors, straight, 14 cm |  | 1
12-201-18 | TC Metzenbaum scissors, curved, 18 cm |  | 1
12-436-11 | TC iris scissors, straight, 11.5 cm |  | 1
12-437-11 | TC iris scissors, curved, 11.5 cm |  | 1
13-000-14 | Standard dressing forceps, straight, 14.5 cm |  | 1
13-042-12 | Adson dressing forceps, 12 cm |  | 1
13-100-14 | Dissecting forceps 1x2, 14.5 cm |  | 1
13-142-12 | Adson dissecting forceps, 1x2, 12 cm |  | 1
15-766-15 | Allis tissue forceps, 5x6, straight, 15 cm |  | 4
15-061-12 | Halsted-Mosquito forceps, curved, 12.5 cm |  | 6
26-665-20 | Freer elevator, sharp/blunt, 6 / 5 mm, 20 cm |  | 1
26-687-16 | Joseph septum elevator, strongly curved, 6.5 mm, | 16 cm | 1
16-154-01 | Joseph skin hook, 1-prong, 16 cm |  | 2
27-152-04 | Buck ear curette, sharp, straight, Fig. 1, | Ø 3.0 mm, 17 cm | 1
27-152-05 | Buck ear curette, sharp, straight, Fig. 2, | Ø 3.5 mm, 17 cm | 1
27-152-06 | Buck ear curette, sharp, straight, Fig. 3, | Ø 4.0 mm, 17 cm | 1
18-012-15 | Crile-Wood TC-needle holder, 15 cm |  | 1
55-310-60 | Container bottom, aluminium, 310 x 272 x 96 mm, | non perforated | 1
55-310-90 | Container lid, aluminium, silver, 295 x 280 mm, | perforated | 1
55-390-05 | Wire basket, 246 x 246 x 50 mm |  | 1
55-820-03 | Identification label, red |  | 1
57-040-76 | POSTOPERATIVE EMERGENCY TONSIL SET
15-736-18 | Förster-Ballenger forceps, straight, 18 cm |  | 2
12-160-17 | TC Mayo scissors, straight, 17 cm |  | 1
15-029-19 | Schnidt forceps, slightly curved, 19 cm |  | 6
26-017-02 | Wieder tongue depressor, Fig. 2, 14.5 cm |  | 1
26-101-01 | Hurd tonsil dissector, double ending, | dissector 6 mm, retractor 12 mm, 21.5 cm | 1
10-911-02 | Yankauer suction tube, 27 cm with central | bore Ø 2.0 mm | 1
18-004-18 | De Bakey TC-needle holder, 18 cm, | Mayo Hegar delicate | 1
57-040-76 C | POSTOPERATIVE EMERGENCY TONSIL, CONTAINER AND BASKET
15-736-18 | Förster-Ballenger forceps, straight, 18 cm |  | 2
12-160-17 | TC Mayo scissors, straight, 17 cm |  | 1
15-029-19 | Schnidt forceps, slightly curved, 19 cm |  | 6
26-017-02 | Wieder tongue depressor, Fig. 2, 14.5 cm |  | 1
26-101-01 | Hurd tonsil dissector, double ending, | dissector 6 mm, retractor 12 mm, 21.5 cm | 1
10-911-02 | Yankauer suction tube, 27 cm with central | bore Ø 2.0 mm | 1
18-004-18 | De Bakey TC-needle holder, 18 cm, | Mayo Hegar delicate | 1
55-210-60 | Container bottom, aluminium, 475 x 272 x 96 mm, | non perforated | 1
55-210-90 | Container lid, aluminium, silver, 460 x 285 mm, | perforated | 1
55-290-05 | Wire basket, 405 x 245 x 50 mm |  | 1
55-820-03 | Identification label, red |  | 1
57-040-78 | UVULECTOMY SET
15-801-08 | Backhaus towel forceps, 8 cm |  | 4
10-103-06 | Scalpel handle No. 7 |  | 1
11-400-16 | Kelly scissors, straight, 16 cm |  | 1
11-401-16 | Kelly scissors, curved, 16 cm |  | 1
15-766-19 | Allis tissue forceps, 5x6, straight, 19 cm |  | 2
13-188-20 | Brown forceps, 20 cm |  | 1
27-208-14 | Hartmann ear polypus forceps, 14 cm |  | 1
15-029-19 | Schnidt forceps, slightly curved, 19 cm |  | 4
26-033-13 | Whitehead-Jennings mouth gag, 13 cm |  | 1
26-017-02 | Wieder tongue depressor, Fig. 2, 14.5 cm |  | 1
26-101-01 | Hurd tonsil dissector, double ending, | dissector 6 mm, retractor 12 mm, 21.5 cm | 1
40-040-07 | Hartmann cutting forceps, 120 mm, Ø 7 mm, straight |  | 1
10-911-02 | Yankauer suction tube, 27 cm with central | bore Ø 2.0 mm | 1
18-012-15 | Crile-Wood TC-needle holder, 15 cm |  | 2
57-040-78 C | UVULECTOMY SET, CONTAINER AND BASKET
15-801-08 | Backhaus towel forceps, 8 cm |  | 4
10-103-06 | Scalpel handle No. 7 |  | 1
11-400-16 | Kelly scissors, straight, 16 cm |  | 1
11-401-16 | Kelly scissors, curved, 16 cm |  | 1
15-766-19 | Allis tissue forceps, 5x6, straight, 19 cm |  | 2
13-188-20 | Brown forceps, 20 cm |  | 1
27-208-14 | Hartmann ear polypus forceps, 14 cm |  | 1
15-029-19 | Schnidt forceps, slightly curved, 19 cm |  | 4
26-033-13 | Whitehead-Jennings mouth gag, 13 cm |  | 1
26-017-02 | Wieder tongue depressor, Fig. 2, 14.5 cm |  | 1
26-101-01 | Hurd tonsil dissector, double ending, | dissector 6 mm, retractor 12 mm, 21.5 cm | 1
40-040-07 | Hartmann cutting forceps, 120 mm, Ø 7 mm, straight |  | 1
10-911-02 | Yankauer suction tube, 27 cm with central | bore Ø 2.0 mm | 1
18-012-15 | Crile-Wood TC-needle holder, 15 cm |  | 2
55-210-60 | Container bottom, aluminium, 475 x 272 x 96 mm, | non perforated | 1
55-210-90 | Container lid, aluminium, silver, 460 x 285 mm, | perforated | 1
55-290-05 | Wire basket, 405 x 245 x 50 mm |  | 1
55-820-03 | Identification label, red |  | 1
57-040-80 | CERVICAL OR SCALENUS LYMPH NODE BIOPSY SET
15-736-20 | Förster-Ballenger forceps, straight, 20 cm |  | 2
15-801-08 | Backhaus towel forceps, 8 cm |  | 6
10-103-01 | Scalpel handle, standard No. 3 |  | 2
12-160-17 | TC Mayo scissors, straight, 17 cm |  | 1
12-161-17 | TC Mayo scissors, curved, 17 cm |  | 1
12-201-18 | TC Metzenbaum scissors, curved, 18 cm |  | 1
11-002-14 | Surgical scissors, Fig. 2, straight, 14 cm, | sharp/blunt | 1
13-000-14 | Standard dressing forceps, straight, 14.5 cm |  | 2
13-100-14 | Dissecting forceps 1x2, 14.5 cm |  | 2
15-766-15 | Allis tissue forceps, 5x6, straight, 15 cm |  | 4
15-061-12 | Halsted-Mosquito forceps, curved, 12.5 cm |  | 12
15-001-16 | Pean forceps, curved, 16 cm |  | 2
16-244-20 | Weitlaner self retaining retractor, blunt, 3x4, |  | 1
16-134-14 | Cushing vein hook, 14 mm, 24 cm |  | 2
16-055-00 | Parker-Baby retractor, set of Fig.1&2 13.5 cm |  | 1
20-189-20 | Adson hook, 20 cm, sharp |  | 2
18-002-16 | Mayo-Hegar TC-needle holder, 16 cm |  | 2
57-040-80 C | CERVICAL OR SCALENUS LYMPH NODE BIOPSY SET, CONTAINER AND BASKET
15-736-20 | Förster-Ballenger forceps, straight, 20 cm |  | 2
15-801-08 | Backhaus towel forceps, 8 cm |  | 6
10-103-01 | Scalpel handle, standard No. 3 |  | 2
12-160-17 | TC Mayo scissors, straight, 17 cm |  | 1
12-161-17 | TC Mayo scissors, curved, 17 cm |  | 1
12-201-18 | TC Metzenbaum scissors, curved, 18 cm |  | 1
11-002-14 | Surgical scissors, Fig. 2, straight, 14 cm, | sharp/blunt | 1
13-000-14 | Standard dressing forceps, straight, 14.5 cm |  | 2
13-100-14 | Dissecting forceps 1x2, 14.5 cm |  | 2
15-766-15 | Allis tissue forceps, 5x6, straight, 15 cm |  | 4
15-061-12 | Halsted-Mosquito forceps, curved, 12.5 cm |  | 12
15-001-16 | Pean forceps, curved, 16 cm |  | 2
16-244-20 | Weitlaner self retaining retractor, blunt, 3x4, |  | 1
16-134-14 | Cushing vein hook, 14 mm, 24 cm |  | 2
16-055-00 | Parker-Baby retractor, set of Fig.1&2 13.5 cm |  | 1
20-189-20 | Adson hook, 20 cm, sharp |  | 2
18-002-16 | Mayo-Hegar TC-needle holder, 16 cm |  | 2
55-210-60 | Container bottom, aluminium, 475 x 272 x 96 mm, | non perforated | 1
55-210-90 | Container lid, aluminium, silver, 460 x 285 mm, | perforated | 1
55-290-05 | Wire basket, 405 x 245 x 50 mm |  | 1
55-820-03 | Identification label, red |  | 1
57-040-82 | LARYNGOFISSURE SET
13-417-20 | Grünwald-Jansen dressing forceps, 20 cm |  | 1
13-042-12 | Adson dressing forceps, 12 cm |  | 2
13-142-12 | Adson dissecting forceps, 1x2, 12 cm |  | 1
26-101-01 | Hurd tonsil dissector, double ending, | dissector 6 mm, retractor 12 mm, 21.5 cm | 1
26-665-20 | Freer elevator, sharp/blunt, 6 / 5 mm, 20 cm |  | 1
10-904-08 | Fergusson suction tube, 75°, 11 cm, 8 Charr. |  | 1
57-040-82 C | LARYNGOFISSURE SET, CONTAINER AND BASKET
13-417-20 | Grünwald-Jansen dressing forceps, 20 cm |  | 1
13-042-12 | Adson dressing forceps, 12 cm |  | 2
13-142-12 | Adson dissecting forceps, 1x2, 12 cm |  | 1
26-101-01 | Hurd tonsil dissector, double ending, | dissector 6 mm, retractor 12 mm, 21.5 cm | 1
26-665-20 | Freer elevator, sharp/blunt, 6 / 5 mm, 20 cm |  | 1
10-904-08 | Fergusson suction tube, 75°, 11 cm, 8 Charr. |  | 1
55-510-61 | Container bottom, aluminium, 320 x 186 x 59 mm, | non perforated - for Special container | 1
55-510-90 | Container lid, aluminium, silver, 325 x 192 mm, | perforated - for Special container | 1
55-525-05 | Stainless steel tray 275 x 175 x 45mm, without lid |  | 1
55-820-03 | Identification label, red |  | 1
57-040-84 | TONGUE BIOPSY SET
15-736-18 | Förster-Ballenger forceps, straight, 18 cm |  | 2
15-801-08 | Backhaus towel forceps, 8 cm |  | 4
10-103-01 | Scalpel handle, standard No. 3 |  | 1
12-160-14 | TC Mayo scissors, straight, 14 cm |  | 1
12-201-18 | TC Metzenbaum scissors, curved, 18 cm |  | 1
13-000-14 | Standard dressing forceps, straight, 14.5 cm |  | 1
13-100-14 | Dissecting forceps 1x2, 14.5 cm |  | 1
15-766-15 | Allis tissue forceps, 5x6, straight, 15 cm |  | 2
15-061-12 | Halsted-Mosquito forceps, curved, 12.5 cm |  | 2
15-001-16 | Pean forceps, curved, 16 cm |  | 2
26-072-16 | Collin tongue holding forceps, 16 cm |  | 1
26-017-02 | Wieder tongue depressor, Fig. 2, 14.5 cm |  | 1
10-911-02 | Yankauer suction tube, 27 cm with central | bore Ø 2.0 mm | 1
18-002-16 | Mayo-Hegar TC-needle holder, 16 cm |  | 2
57-040-84 C | TONGUE BIOPSY SET, CONTAINER AND BASKET
15-736-18 | Förster-Ballenger forceps, straight, 18 cm |  | 2
15-801-08 | Backhaus towel forceps, 8 cm |  | 4
10-103-01 | Scalpel handle, standard No. 3 |  | 1
12-160-14 | TC Mayo scissors, straight, 14 cm |  | 1
12-201-18 | TC Metzenbaum scissors, curved, 18 cm |  | 1
13-000-14 | Standard dressing forceps, straight, 14.5 cm |  | 1
13-100-14 | Dissecting forceps 1x2, 14.5 cm |  | 1
15-766-15 | Allis tissue forceps, 5x6, straight, 15 cm |  | 2
15-061-12 | Halsted-Mosquito forceps, curved, 12.5 cm |  | 2
15-001-16 | Pean forceps, curved, 16 cm |  | 2
26-072-16 | Collin tongue holding forceps, 16 cm |  | 1
26-017-02 | Wieder tongue depressor, Fig. 2, 14.5 cm |  | 1
10-911-02 | Yankauer suction tube, 27 cm with central | bore Ø 2.0 mm | 1
18-002-16 | Mayo-Hegar TC-needle holder, 16 cm |  | 2
55-210-60 | Container bottom, aluminium, 475 x 272 x 96 mm, | non perforated | 1
55-210-90 | Container lid, aluminium, silver, 460 x 285 mm, | perforated | 1
55-290-05 | Wire basket, 405 x 245 x 50 mm |  | 1
55-820-03 | Identification label, red |  | 1
57-040-86 | ENT SET
10-963-03 | Baron suction tube, 10 cm, 3 Charr. |  | 1
10-963-05 | Baron suction tube, 10 cm, 5 Charr. |  | 1
10-963-07 | Baron suction tube, 10 cm, 7 Charr. |  | 1
11-440-11 | Iris scissors (M), straight, 11 cm |  | 1
11-441-11 | Iris scissors (M), curved, 11 cm |  | 1
11-236-11 | Strabismus scissors, straight, 11 cm |  | 1
11-011-12 | Surgical scissors curved, delicate, Fig.1, 12 cm | blunt/blunt | 1
27-400-02 | Micro ear forceps, serrated, straight, | 4.0 x 0.8 mm, WL 80 mm | 1
27-404-02 | Micro ear forceps, serrated, straight, | 3.5 x 0.6 mm, WL 80 mm | 1
27-406-01 | Wullstein ear cup forceps, straight, oval, | 1.0 x 0.9 mm, WL 80 mm | 1
13-401-12 | Troeltsch dressing forceps, 12 cm |  | 1
13-407-14 | Lucae dressing forceps, 14 cm |  | 1
27-214-14 | Hartmann ear forceps, serrated, WL 140 mm |  | 1
27-214-08 | Hartmann ear forceps, serrated, WL 85 mm |  | 1
27-226-02 | Hartmann cup shaped forceps, straight, Ø 2.5 mm, | WL 85 mm | 1
27-160-01 | Shapleigh ear curette, straight, Fig. 1, 13 cm |  | 1
27-160-02 | Shapleigh ear curette, straight, Fig. 2, 13 cm |  | 1
27-150-03 | Buck ear curette, blunt, straight, Fig. 0, | Ø 2.5 mm, 17 cm | 1
27-150-04 | Buck ear curette, blunt, straight, Fig. 1, | Ø 3.0 mm, 17 cm | 1
27-150-05 | Buck ear curette, blunt, straight, Fig. 2, | Ø 3.5 mm, 17 cm | 1
27-153-03 | Buck ear curette, sharp, angled, Fig. 0 | Ø 2.5 mm, 17 cm | 1
27-153-04 | Buck ear curette, sharp, angled, Fig. 1 | Ø 3,0 mm, 17 cm | 1
27-153-05 | Buck ear curette, sharp, angled, Fig. 2 | Ø 3.5 mm, 17 cm | 1
27-156-01 | Billeau ear loop, straight, Fig. 1, 16 cm |  | 1
27-156-02 | Billeau ear loop, straight, Fig. 2, 16 cm |  | 1
27-156-03 | Billeau ear loop, straight, Fig. 3, 16 cm |  | 1
27-181-01 | Day ear hook, Fig. 1, long, 17 cm |  | 1
27-181-02 | Day ear hook, Fig. 2, short, 17 cm |  | 1
26-524-01 | Killian nasal specula, 35 mm |  | 1
26-524-02 | Killian nasal specula, 50 mm |  | 1
26-524-04 | Killian nasal specula, 90 mm |  | 1
57-040-86 C | ENT SET, CONTAINER AND BASKET
10-963-03 | Baron suction tube, 10 cm, 3 Charr. |  | 1
10-963-05 | Baron suction tube, 10 cm, 5 Charr. |  | 1
10-963-07 | Baron suction tube, 10 cm, 7 Charr. |  | 1
11-440-11 | Iris scissors (M), straight, 11 cm |  | 1
11-441-11 | Iris scissors (M), curved, 11 cm |  | 1
11-236-11 | Strabismus scissors, straight, 11 cm |  | 1
11-011-12 | Surgical scissors curved, delicate, Fig.1, 12 cm | blunt/blunt | 1
27-400-02 | Micro ear forceps, serrated, straight, | 4.0 x 0.8 mm, WL 80 mm | 1
27-404-02 | Micro ear forceps, serrated, straight, | 3.5 x 0.6 mm, WL 80 mm | 1
27-406-01 | Wullstein ear cup forceps, straight, oval, | 1.0 x 0.9 mm, WL 80 mm | 1
13-401-12 | Troeltsch dressing forceps, 12 cm |  | 1
13-407-14 | Lucae dressing forceps, 14 cm |  | 1
27-214-14 | Hartmann ear forceps, serrated, WL 140 mm |  | 1
27-214-08 | Hartmann ear forceps, serrated, WL 85 mm |  | 1
27-226-02 | Hartmann cup shaped forceps, straight, Ø 2.5 mm, | WL 85 mm | 1
27-160-01 | Shapleigh ear curette, straight, Fig. 1, 13 cm |  | 1
27-160-02 | Shapleigh ear curette, straight, Fig. 2, 13 cm |  | 1
27-150-03 | Buck ear curette, blunt, straight, Fig. 0, | Ø 2.5 mm, 17 cm | 1
27-150-04 | Buck ear curette, blunt, straight, Fig. 1, | Ø 3.0 mm, 17 cm | 1
27-150-05 | Buck ear curette, blunt, straight, Fig. 2, | Ø 3.5 mm, 17 cm | 1
27-153-03 | Buck ear curette, sharp, angled, Fig. 0 | Ø 2.5 mm, 17 cm | 1
27-153-04 | Buck ear curette, sharp, angled, Fig. 1 | Ø 3,0 mm, 17 cm | 1
27-153-05 | Buck ear curette, sharp, angled, Fig. 2 | Ø 3.5 mm, 17 cm | 1
27-156-01 | Billeau ear loop, straight, Fig. 1, 16 cm |  | 1
27-156-02 | Billeau ear loop, straight, Fig. 2, 16 cm |  | 1
27-156-03 | Billeau ear loop, straight, Fig. 3, 16 cm |  | 1
27-181-01 | Day ear hook, Fig. 1, long, 17 cm |  | 1
27-181-02 | Day ear hook, Fig. 2, short, 17 cm |  | 1
26-524-01 | Killian nasal specula, 35 mm |  | 1
26-524-02 | Killian nasal specula, 50 mm |  | 1
26-524-04 | Killian nasal specula, 90 mm |  | 1
55-210-60 | Container bottom, aluminium, 475 x 272 x 96 mm, | non perforated | 1
55-210-90 | Container lid, aluminium, silver, 460 x 285 mm, | perforated | 1
55-290-05 | Wire basket, 405 x 245 x 50 mm |  | 1
55-820-03 | Identification label, red |  | 1
57-040-88 | ENT EXAMINATION SET
13-401-18 | Troeltsch dressing forceps, 18 cm |  | 1
10-602-14 | Probe, Ø 2 mm, 14.5 cm |  | 1
10-631-14 | Farrel cotton applicator, 0.9 mm, 14 cm, spiral |  | 1
10-631-16 | Farrel cotton app, 1.1 mm, 16 cm, spiral |  | 1
26-200-16 | Laryngeal mirror, Fig. 3, 16 mm |  | 1
26-200-18 | Laryngeal mirror, Fig. 4, 18 mm |  | 1
26-200-20 | Laryngeal mirror, Fig. 5, 20 mm |  | 1
26-202-00 | Mirror handle, with set screw, 10.5 cm |  | 1
26-006-19 | Brünings tongue depressor, 14/18 mm, 19 cm |  | 1
26-010-15 | Tobold tongue depressor, 83 x 24 mm, 14 cm |  | 1
26-515-02 | Nasal specula "Model Vienna", Fig. 2, | with screw joint, 14 cm | 1
26-607-20 | Hartmann dressing forceps, 20 cm |  | 1
27-108-01 | Toynbee ear speculum, set, 3 pieces, Fig. 2 - 4 |  | 1
27-309-16 | Politzer tympanum perforator, angled, 16.5 cm |  | 1
27-165-12 | Gross ear scoop & hook, blunt, 13 cm |  | 1
10-048-18 | Fibre optic Otoscope 2.5 V, 4 reusable and 5 | disposable ear speculas, removable lens | 1
57-040-88 C | ENT EXAMINATION SET, CONTAINER AND BASKET
13-401-18 | Troeltsch dressing forceps, 18 cm |  | 1
10-602-14 | Probe, Ø 2 mm, 14.5 cm |  | 1
10-631-14 | Farrel cotton applicator, 0.9 mm, 14 cm, spiral |  | 1
10-631-16 | Farrel cotton app, 1.1 mm, 16 cm, spiral |  | 1
26-200-16 | Laryngeal mirror, Fig. 3, 16 mm |  | 1
26-200-18 | Laryngeal mirror, Fig. 4, 18 mm |  | 1
26-200-20 | Laryngeal mirror, Fig. 5, 20 mm |  | 1
26-202-00 | Mirror handle, with set screw, 10.5 cm |  | 1
26-006-19 | Brünings tongue depressor, 14/18 mm, 19 cm |  | 1
26-010-15 | Tobold tongue depressor, 83 x 24 mm, 14 cm |  | 1
26-515-02 | Nasal specula "Model Vienna", Fig. 2, | with screw joint, 14 cm | 1
26-607-20 | Hartmann dressing forceps, 20 cm |  | 1
27-108-01 | Toynbee ear speculum, set, 3 pieces, Fig. 2 - 4 |  | 1
27-309-16 | Politzer tympanum perforator, angled, 16.5 cm |  | 1
27-165-12 | Gross ear scoop & hook, blunt, 13 cm |  | 1
10-048-18 | Fibre optic Otoscope 2.5 V, 4 reusable and 5 | disposable ear speculas, removable lens | 1
55-510-61 | Container bottom, aluminium, 320 x 186 x 59 mm, | non perforated - for Special container | 1
55-510-90 | Container lid, aluminium, silver, 325 x 192 mm, | perforated - for Special container | 1
55-525-05 | Stainless steel tray 275 x 175 x 45mm, without lid |  | 1
55-820-03 | Identification label, red |  | 1
57-040-90 | PALATOPLASTY SET
15-029-18 | Schnidt forceps, curved, 18 cm |  | 2
17-000-20 | Hegar needle holder, heavy pattern, 20 cm |  | 1
10-103-06 | Scalpel handle No. 7 |  | 1
26-010-15 | Tobold tongue depressor, 83 x 24 mm, 14 cm |  | 1
26-028-12 | Denhard mouth gag with changeable silicon inserts, | 12.5 cm | 1
26-101-01 | Hurd tonsil dissector, double ending, | dissector 6 mm, retractor 12 mm, 21.5 cm | 2
40-278-06 | Cottle osteotome, graduated, 6 mm, 18 cm |  | 1
40-918-00 | Bunnell hand drill, complete with key |  | 1
20-172-01 | Love root retractor, straight, 20 cm |  | 1
40-355-17 | Williger periosteal elevator, 8 mm, 16 cm |  | 1
57-040-90 C | PALATOPLASTY SET, CONTAINER AND BASKET
15-029-18 | Schnidt forceps, curved, 18 cm |  | 2
17-000-20 | Hegar needle holder, heavy pattern, 20 cm |  | 1
10-103-06 | Scalpel handle No. 7 |  | 1
26-010-15 | Tobold tongue depressor, 83 x 24 mm, 14 cm |  | 1
26-028-12 | Denhard mouth gag with changeable silicon inserts, | 12.5 cm | 1
26-101-01 | Hurd tonsil dissector, double ending, | dissector 6 mm, retractor 12 mm, 21.5 cm | 2
40-278-06 | Cottle osteotome, graduated, 6 mm, 18 cm |  | 1
40-918-00 | Bunnell hand drill, complete with key |  | 1
20-172-01 | Love root retractor, straight, 20 cm |  | 1
40-355-17 | Williger periosteal elevator, 8 mm, 16 cm |  | 1
55-510-61 | Container bottom, aluminium, 320 x 186 x 59 mm, | non perforated - for Special container | 1
55-510-90 | Container lid, aluminium, silver, 325 x 192 mm, | perforated - for Special container | 1
55-525-05 | Stainless steel tray 275 x 175 x 45mm, without lid |  | 1
55-820-03 | Identification label, red |  | 1
57-040-92 | NASAL PACKING SET
51-100-25 | Kidney bowls, 250 x 140 x 40 mm |  | 1
51-103-08 | Round bowls, Ø 85 mm, H 50 mm, 0.175 l |  | 1
27-208-14 | Hartmann ear polypus forceps, 14 cm |  | 1
26-524-04 | Killian nasal specula, 90 mm |  | 1
26-524-01 | Killian nasal specula, 35 mm |  | 1
26-524-02 | Killian nasal specula, 50 mm |  | 1
26-500-12 | Thudichum nasal specula, 12.5x8,0, 72 mm |  | 1
26-500-16 | Thudichum nasal specula, 16.5x9,0, 74 mm |  | 1
26-500-19 | Thudichum nasal specula, 19.5x10.5, 75 mm |  | 1
57-040-92 C | NASAL PACKING SET, CONTAINER AND BASKET
51-100-25 | Kidney bowls, 250 x 140 x 40 mm |  | 1
51-103-08 | Round bowls, Ø 85 mm, H 50 mm, 0.175 l |  | 1
27-208-14 | Hartmann ear polypus forceps, 14 cm |  | 1
26-524-04 | Killian nasal specula, 90 mm |  | 1
26-524-01 | Killian nasal specula, 35 mm |  | 1
26-524-02 | Killian nasal specula, 50 mm |  | 1
26-500-12 | Thudichum nasal specula, 12.5x8,0, 72 mm |  | 1
26-500-16 | Thudichum nasal specula, 16.5x9,0, 74 mm |  | 1
26-500-19 | Thudichum nasal specula, 19.5x10.5, 75 mm |  | 1
55-310-60 | Container bottom, aluminium, 310 x 272 x 96 mm, | non perforated | 1
55-310-90 | Container lid, aluminium, silver, 295 x 280 mm, | perforated | 1
55-390-05 | Wire basket, 246 x 246 x 50 mm |  | 1
55-820-03 | Identification label, red |  | 1
57-040-96 | FESS SET BASIC
10-810-03 | Tonsil /septum needle, angled, Ø 0.8 mm 107 mm |  | 1
10-902-08 | Frazier suction tube, 30°, 13 cm, 8 Charr. |  | 1
10-910-24 | Yasargil suction tube, Ø 2.5 mm, 130 mm |  | 1
10-957-25 | Eicken suction tube wide curve Ø 2.5 mm |  | 1
10-957-30 | Eicken, suction tube wide curve Ø 3.0 mm |  | 1
10-958-41 | Eicken, suction tube narrow curve Ø 4.0 mm | with hole | 1
26-508-02 | Hartmann-Halle nasal specula, Fig. 2, | with aseptic joint, 15.5 cm | 1
26-658-18 | Probe, double-ended, maxillary sinus ostium seeker | ball-shaped ends, 18 cm | 1
26-663-20 | Freer elevator, sharp/blunt, 20 cm, 6.5 mm wide |  | 1
26-681-22 | Masing elevator, double-ended, 3 / 2 mm, 22 cm |  | 1
26-791-01 | Sickel knife, sharp, 19 cm |  | 1
26-791-06 | Antrum scoop, small, round, 19 cm |  | 1
26-791-07 | Antrum scoop, small, vertical oval, 19 cm |  | 1
26-791-11 | Antrum cup, oval, 55°, 19 cm |  | 1
26-791-13 | Antrum cup, oval, 90°, 19 cm |  | 1
26-792-02 | Sinuscopy trocar with sheath Ø 5 mm |  | 1
26-794-01 LL | Antrum punch, backwards cutting, right, | 2.5 x 7,0 mm, shaft Ø 4.5 mm, WL 13 cm, | 1
26-794-02 LL | Antrum punch, backwards cutting, left, | 2.5 x 7,0 mm, shaft Ø 4.5 mm, WL 13 cm, | 1
26-796-30 LL | Antrum grasping forceps, 90° curved down, | 120° backwards cutting, WL. 10 cm, | 1
27-600-10 | Sinuscopy nasal scissors, straight, serrated, | sliding shaft, WL 11 cm | 1
27-600-11 | Sinuscopy nasal scissors, left curved, | serrated sliding shaft, WL 11 cm | 1
27-600-12 | Sinuscopy nasal scissors, right curved, | serrated sliding shaft, WL 11 cm | 1
27-622-45 LL | Circular forceps, straight, Ø 4.5 mm 360° cutting | in a full circle, WL 180 mm, Luer-Lock rinsing | 1
27-634-00 | Biopsy & grasping forceps, straight, Ø 4.0 mm, | WL. 100 mm | 1
40-036-36 | Weil-Blakesley forceps, 120 mm, 3.6 mm, straight |  | 1
40-036-42 | Weil-Blakesley forceps, 120 mm, 4.2 mm, straight |  | 1
40-038-00 | Struycken cutting forceps, 120 mm, 1 mm, straight |  | 1
40-037-36 | Weil-Blakesley forceps, 120 mm, 3.6 mm, 45° up |  | 1
70-740-20 | Bipol-forceps, 0.3 mm, bayonet, straight, | flat-plug, 20 cm | 1
70-750-20 | Bipol-forceps, blunt, bayonet, straight, 1.0 mm, | flat-plug, 20 cm | 1
70-245-30 | Bipolar connecting cable, 3.0 m, with flat-plug | round for AMNOTOM, Valleylab, Codman units | 1
72-104-00 | HD Sinuscope, Ø 4 mm, 0°, WL. 175 mm, | autoclavable 134°C / 273°F | 1
72-104-30 | HD Sinuscope, Ø 4 mm, 30°, WL. 175 mm, | autoclavable 134°C / 273°F | 1
72-950-40 | Endoscope handle, round, WL. 90 mm, for | scopes Ø 4 mm | 1
71-134-30 | LED cold light cable, Ø 3.5 mm, L. 300 cm, | without adapters, blue, autoclavable | 1
71-128-00 | Adapter unit-side, AMNOTEC, Storz, Aesculap, | Linvatec, Wisap | 1
71-129-00 | Adapter endoscope-side, AMNOTEC, Storz, | Aesculap, Wisap | 1
57-040-96 C | FESS SET BASIC, CONTAINER AND BASKET
10-810-03 | Tonsil /septum needle, angled, Ø 0.8 mm 107 mm |  | 1
10-902-08 | Frazier suction tube, 30°, 13 cm, 8 Charr. |  | 1
10-910-24 | Yasargil suction tube, Ø 2.5 mm, 130 mm |  | 1
10-957-25 | Eicken suction tube wide curve Ø 2.5 mm |  | 1
10-957-30 | Eicken, suction tube wide curve Ø 3.0 mm |  | 1
10-958-41 | Eicken, suction tube narrow curve Ø 4.0 mm | with hole | 1
26-508-02 | Hartmann-Halle nasal specula, Fig. 2, | with aseptic joint, 15.5 cm | 1
26-658-18 | Probe, double-ended, maxillary sinus ostium seeker | ball-shaped ends, 18 cm | 1
26-663-20 | Freer elevator, sharp/blunt, 20 cm, 6.5 mm wide |  | 1
26-681-22 | Masing elevator, double-ended, 3 / 2 mm, 22 cm |  | 1
26-791-01 | Sickel knife, sharp, 19 cm |  | 1
26-791-06 | Antrum scoop, small, round, 19 cm |  | 1
26-791-07 | Antrum scoop, small, vertical oval, 19 cm |  | 1
26-791-11 | Antrum cup, oval, 55°, 19 cm |  | 1
26-791-13 | Antrum cup, oval, 90°, 19 cm |  | 1
26-792-02 | Sinuscopy trocar with sheath Ø 5 mm |  | 1
26-794-01 LL | Antrum punch, backwards cutting, right, | 2.5 x 7,0 mm, shaft Ø 4.5 mm, WL 13 cm, | 1
26-794-02 LL | Antrum punch, backwards cutting, left, | 2.5 x 7,0 mm, shaft Ø 4.5 mm, WL 13 cm, | 1
26-796-30 LL | Antrum grasping forceps, 90° curved down, | 120° backwards cutting, WL. 10 cm, | 1
27-600-10 | Sinuscopy nasal scissors, straight, serrated, | sliding shaft, WL 11 cm | 1
27-600-11 | Sinuscopy nasal scissors, left curved, | serrated sliding shaft, WL 11 cm | 1
27-600-12 | Sinuscopy nasal scissors, right curved, | serrated sliding shaft, WL 11 cm | 1
27-622-45 LL | Circular forceps, straight, Ø 4.5 mm 360° cutting | in a full circle, WL 180 mm, Luer-Lock rinsing | 1
27-634-00 | Biopsy & grasping forceps, straight, Ø 4.0 mm, | WL. 100 mm | 1
40-036-36 | Weil-Blakesley forceps, 120 mm, 3.6 mm, straight |  | 1
40-036-42 | Weil-Blakesley forceps, 120 mm, 4.2 mm, straight |  | 1
40-038-00 | Struycken cutting forceps, 120 mm, 1 mm, straight |  | 1
40-037-36 | Weil-Blakesley forceps, 120 mm, 3.6 mm, 45° up |  | 1
70-740-20 | Bipol-forceps, 0.3 mm, bayonet, straight, | flat-plug, 20 cm | 1
70-750-20 | Bipol-forceps, blunt, bayonet, straight, 1.0 mm, | flat-plug, 20 cm | 1
70-245-30 | Bipolar connecting cable, 3.0 m, with flat-plug | round for AMNOTOM, Valleylab, Codman units | 1
72-104-00 | HD Sinuscope, Ø 4 mm, 0°, WL. 175 mm, | autoclavable 134°C / 273°F | 1
72-104-30 | HD Sinuscope, Ø 4 mm, 30°, WL. 175 mm, | autoclavable 134°C / 273°F | 1
72-950-40 | Endoscope handle, round, WL. 90 mm, for | scopes Ø 4 mm | 1
71-134-30 | LED cold light cable, Ø 3.5 mm, L. 300 cm, | without adapters, blue, autoclavable | 1
71-128-00 | Adapter unit-side, AMNOTEC, Storz, Aesculap, | Linvatec, Wisap | 1
71-129-00 | Adapter endoscope-side, AMNOTEC, Storz, | Aesculap, Wisap | 1
55-210-61 | Container bottom, aluminium, 475 x 272 x 116 mm, | non perforated | 1
55-210-90 | Container lid, aluminium, silver, 460 x 285 mm, | perforated | 1
55-290-05 | Wire basket, 405 x 245 x 50 mm |  | 1
55-853-00 | Silicone mat, 380 x 230 mm, blue |  | 1
55-820-03 | Identification label, red |  | 1
55-525-30 | Sterilization basket for 2 endoscopes 290x80x55 mm |  | 1
57-041-00 | ENT BASIC SET UNITS
71-047-01 HD | AMNOCAM HAWK HD, 1 CCD 1/3", PAL, unit only |  | 1
71-047-10 HD | AMNOCAM HAWK HD, 1 CCD camera head, PAL |  | 1
71-082-14 HD | HD objective, f = 14 mm, C-Mount, soakable |  | 1
71-119-30. | AMNOLIGHT MITHRAS l LED, manual / automatic | light intensity control | 1
71-134-30 | LED cold light cable, Ø 3.5 mm, L. 300 cm, | without adapters, blue, autoclavable | 1
71-128-00 | Adapter unit-side, AMNOTEC, Storz, Aesculap, | Linvatec, Wisap | 1
71-129-00 | Adapter endoscope-side, AMNOTEC, Storz, | Aesculap, Wisap | 1
71-320-27 HD | FULL HD 27" IPS/LCD Monitor, 1920(H) x 1080(V) px, | without stand, medical approved | 1
71-700-30 | AMNOCART BASIC, Equipment trolley, | 165.1 x 56.2 x 66.2 cm (HxWxD), 4 shelves, | 1

## Oral & Maxillofacial
ITEM CODE | DESCRIPTION | DESCRIPTION 2 | QTY
57-045-00 | SOFT TISSUE SET (MAJOR)
10-103-01 | Scalpel handle, standard No. 3 |  | 1
10-104-01 | Scalpel handle, standard No. 4 |  | 1
18-072-18 | Langenbeck TC-needle holder, 18 cm |  | 1
18-012-15 | Crile-Wood TC-needle holder, 15 cm |  | 1
16-035-02 | Middeldorpf retractor, 20x22 mm, 22 cm |  | 2
16-021-03 | Obwegeser retractor, flat, 42x11 mm |  | 2
16-018-02 | Langenbeck retractor, 30x14 mm |  | 2
16-008-03 | Volkmann retractor, hollow handle, 3-prongs, sharp | 22 cm | 2
16-005-01 | Kocher retractor, 1-prong, sharp, 22 cm |  | 2
16-074-05 | Spatula, malleable, soft, 200 x 17 mm |  | 1
15-703-20 | Gross-Maier sponge forceps, curved, 20 cm |  | 1
15-110-13 | Kocher forceps, delicate, straight, 13 cm |  | 4
15-160-12 | Halsted-Mosquito forceps, straight, 1x2, 12 cm |  | 4
15-060-12 | Halsted-Mosquito forceps, straight, 12.5 cm |  | 4
11-405-14 | Joseph scissors, curved, 14 cm |  | 1
11-201-14 | Metzenbaum scissors, curved, Fig. 1, 14 cm |  | 1
12-437-11 | TC iris scissors, curved, 11.5 cm |  | 1
13-160-10 | Micro forceps, 1.0 mm, straight, 15 cm |  | 2
13-102-14 | Dissecting forceps 1x2, delicate, 14 cm |  | 1
13-142-12 | Adson dissecting forceps, 1x2, 12 cm |  | 2
13-002-14 | Dressing forceps delicate, straight, 14 cm |  | 2
13-411-16 | Jansen dressing forceps, 16 cm bayonet shaped |  | 1
28-200-22 | Mouth mirror with thread, size 4, Ø 22 mm, | plane, pack à 12 pcs. | 1
28-200-96 | Mouth mirror handle M2,5 round handle | Ø 6 mm, solid | 1
16-152-02 | Gillies skin hook, 1-prong, large, 18 cm |  | 2
40-355-16 | Williger periosteal elevator, 6 mm, 16 cm |  | 1
26-663-18 | Freer elevator, sharp/blunt, 5 / 5 mm, 18 cm |  | 1
15-801-13 | Backhaus towel forceps, 13 cm |  | 5
10-103-06 | Scalpel handle No. 7 |  | 1
51-103-08 | Round bowls, Ø 85 mm, H 50 mm, 0.175 l |  | 2
51-103-06 | Round bowls, Ø 60 mm, H 34 mm, 0.05 l |  | 1
12-400-16 | TC Kelly scissors, straight, 16 cm |  | 1
10-602-16 | Probe, Ø 2 mm, 16 cm |  | 1
10-609-01 | Bowman probe, German silver Fig. 00/0 |  | 1
15-027-18 | Halsted-Mosquito forceps, curved, 18 cm |  | 4
26-028-12 | Denhard mouth gag with changeable silicon inserts, | 12.5 cm | 1
57-045-00 C | SOFT TISSUE SET (MAJOR), CONTAINER AND BASKET
10-103-01 | Scalpel handle, standard No. 3 |  | 1
10-104-01 | Scalpel handle, standard No. 4 |  | 1
18-072-18 | Langenbeck TC-needle holder, 18 cm |  | 1
18-012-15 | Crile-Wood TC-needle holder, 15 cm |  | 1
16-035-02 | Middeldorpf retractor, 20x22 mm, 22 cm |  | 2
16-021-03 | Obwegeser retractor, flat, 42x11 mm |  | 2
16-018-02 | Langenbeck retractor, 30x14 mm |  | 2
16-008-03 | Volkmann retractor, hollow handle, 3-prongs, sharp | 22 cm | 2
16-005-01 | Kocher retractor, 1-prong, sharp, 22 cm |  | 2
16-074-05 | Spatula, malleable, soft, 200 x 17 mm |  | 1
15-703-20 | Gross-Maier sponge forceps, curved, 20 cm |  | 1
15-110-13 | Kocher forceps, delicate, straight, 13 cm |  | 4
15-160-12 | Halsted-Mosquito forceps, straight, 1x2, 12 cm |  | 4
15-060-12 | Halsted-Mosquito forceps, straight, 12.5 cm |  | 4
11-405-14 | Joseph scissors, curved, 14 cm |  | 1
11-201-14 | Metzenbaum scissors, curved, Fig. 1, 14 cm |  | 1
12-437-11 | TC iris scissors, curved, 11.5 cm |  | 1
13-160-10 | Micro forceps, 1.0 mm, straight, 15 cm |  | 2
13-102-14 | Dissecting forceps 1x2, delicate, 14 cm |  | 1
13-142-12 | Adson dissecting forceps, 1x2, 12 cm |  | 2
13-002-14 | Dressing forceps delicate, straight, 14 cm |  | 2
13-411-16 | Jansen dressing forceps, 16 cm bayonet shaped |  | 1
28-200-22 | Mouth mirror with thread, size 4, Ø 22 mm, | plane, pack à 12 pcs. | 1
28-200-96 | Mouth mirror handle M2,5 round handle | Ø 6 mm, solid | 1
16-152-02 | Gillies skin hook, 1-prong, large, 18 cm |  | 2
40-355-16 | Williger periosteal elevator, 6 mm, 16 cm |  | 1
26-663-18 | Freer elevator, sharp/blunt, 5 / 5 mm, 18 cm |  | 1
15-801-13 | Backhaus towel forceps, 13 cm |  | 5
10-103-06 | Scalpel handle No. 7 |  | 1
51-103-08 | Round bowls, Ø 85 mm, H 50 mm, 0.175 l |  | 2
51-103-06 | Round bowls, Ø 60 mm, H 34 mm, 0.05 l |  | 1
12-400-16 | TC Kelly scissors, straight, 16 cm |  | 1
10-602-16 | Probe, Ø 2 mm, 16 cm |  | 1
10-609-01 | Bowman probe, German silver Fig. 00/0 |  | 1
15-027-18 | Halsted-Mosquito forceps, curved, 18 cm |  | 4
26-028-12 | Denhard mouth gag with changeable silicon inserts, | 12.5 cm | 1
55-110-61 | Container bottom, aluminium, 600 x 272 x 116 mm, | non perforated | 1
55-110-90 | Container lid, aluminium, silver, 585 x 285 mm, | perforated | 1
55-190-05 | Wire basket, 480 x 245 x 50 mm |  | 1
55-820-03 | Identification label, red |  | 1
57-045-02 | SOFT TISSUE SET (MINOR)
10-103-01 | Scalpel handle, standard No. 3 |  | 1
18-012-15 | Crile-Wood TC-needle holder, 15 cm |  | 1
15-703-20 | Gross-Maier sponge forceps, curved, 20 cm |  | 1
15-060-12 | Halsted-Mosquito forceps, straight, 12.5 cm |  | 1
15-160-12 | Halsted-Mosquito forceps, straight, 1x2, 12 cm |  | 1
13-102-14 | Dissecting forceps 1x2, delicate, 14 cm |  | 1
13-000-14 | Standard dressing forceps, straight, 14.5 cm |  | 1
11-405-14 | Joseph scissors, curved, 14 cm |  | 1
11-201-14 | Metzenbaum scissors, curved, Fig. 1, 14 cm |  | 1
12-437-11 | TC iris scissors, curved, 11.5 cm |  | 1
13-160-10 | Micro forceps, 1.0 mm, straight, 15 cm |  | 1
28-200-22 | Mouth mirror with thread, size 4, Ø 22 mm, | plane, pack à 12 pcs. | 1
15-801-13 | Backhaus towel forceps, 13 cm |  | 4
51-103-08 | Round bowls, Ø 85 mm, H 50 mm, 0.175 l |  | 1
51-103-06 | Round bowls, Ø 60 mm, H 34 mm, 0.05 l |  | 1
16-035-02 | Middeldorpf retractor, 20x22 mm, 22 cm |  | 1
16-021-03 | Obwegeser retractor, flat, 42x11 mm |  | 1
26-028-12 | Denhard mouth gag with changeable silicon inserts, | 12.5 cm | 1
28-200-90 | Mouth mirror handle, 125 mm |  | 1
57-045-02 C | SOFT TISSUE SET (MINOR), CONTAINER AND BASKET
10-103-01 | Scalpel handle, standard No. 3 |  | 1
18-012-15 | Crile-Wood TC-needle holder, 15 cm |  | 1
15-703-20 | Gross-Maier sponge forceps, curved, 20 cm |  | 1
15-060-12 | Halsted-Mosquito forceps, straight, 12.5 cm |  | 1
15-160-12 | Halsted-Mosquito forceps, straight, 1x2, 12 cm |  | 1
13-102-14 | Dissecting forceps 1x2, delicate, 14 cm |  | 1
13-000-14 | Standard dressing forceps, straight, 14.5 cm |  | 1
11-405-14 | Joseph scissors, curved, 14 cm |  | 1
11-201-14 | Metzenbaum scissors, curved, Fig. 1, 14 cm |  | 1
12-437-11 | TC iris scissors, curved, 11.5 cm |  | 1
13-160-10 | Micro forceps, 1.0 mm, straight, 15 cm |  | 1
28-200-22 | Mouth mirror with thread, size 4, Ø 22 mm, | plane, pack à 12 pcs. | 1
28-200-90 | Mouth mirror handle, 125 mm |  | 1
15-801-13 | Backhaus towel forceps, 13 cm |  | 4
51-103-08 | Round bowls, Ø 85 mm, H 50 mm, 0.175 l |  | 1
51-103-06 | Round bowls, Ø 60 mm, H 34 mm, 0.05 l |  | 1
16-035-02 | Middeldorpf retractor, 20x22 mm, 22 cm |  | 1
16-021-03 | Obwegeser retractor, flat, 42x11 mm |  | 1
26-028-12 | Denhard mouth gag with changeable silicon inserts, | 12.5 cm | 1
55-210-60 | Container bottom, aluminium, 475 x 272 x 96 mm, | non perforated | 1
55-210-90 | Container lid, aluminium, silver, 460 x 285 mm, | perforated | 1
55-290-05 | Wire basket, 405 x 245 x 50 mm |  | 1
55-820-03 | Identification label, red |  | 1
57-045-04 | FRACTURE INSTRUMENTS (ADDITIONAL)
40-834-15 | TC wire twister, round, 15 cm |  | 1
16-010-01 | Volkmann retractor, sharp, large curve, 22 cm |  | 1
40-355-16 | Williger periosteal elevator, 6 mm, 16 cm |  | 1
40-401-02 | Langenbeck periosteal elevator, 16 mm, 19 cm |  | 1
16-120-01 | Trachea hook, sharp, 1-prong, 16 cm |  | 1
28-900-23 | Dental Probe Fig. 23 |  | 1
26-160-01 | Luniatschek tonsil packer, Fig. 1, broad, 17.5 cm |  | 1
40-461-03 | Volkmann bone curette, 17 cm, double |  | 1
57-045-04 C | FRACTURE INSTRUMENTS (ADDITIONAL), CONTAINER AND BASKET
40-834-15 | TC wire twister, round, 15 cm |  | 1
16-010-01 | Volkmann retractor, sharp, large curve, 22 cm |  | 1
40-355-16 | Williger periosteal elevator, 6 mm, 16 cm |  | 1
40-401-02 | Langenbeck periosteal elevator, 16 mm, 19 cm |  | 1
16-120-01 | Trachea hook, sharp, 1-prong, 16 cm |  | 1
28-900-23 | Dental Probe Fig. 23 |  | 1
26-160-01 | Luniatschek tonsil packer, Fig. 1, broad, 17.5 cm |  | 1
40-461-03 | Volkmann bone curette, 17 cm, double |  | 1
55-510-61 | Container bottom, aluminium, 320 x 186 x 59 mm, | non perforated - for Special container | 1
55-510-90 | Container lid, aluminium, silver, 325 x 192 mm, | perforated - for Special container | 1
55-525-05 | Stainless steel tray 275 x 175 x 45mm, without lid |  | 1
55-820-03 | Identification label, red |  | 1
57-045-06 | MAXILLARY REPOSITION (SUPPLEMENTS) SET
40-218-19 | Lucae mallet, Ø 19 mm, 230 g, 19.5 cm |  | 1
40-322-15 | Lexer gouge, 15 mm, 22 cm |  | 1
40-322-10 | Lexer gouge, 10 mm, 22 cm |  | 1
40-320-15 | Lexer osteotome, flat, 15 mm, 22 cm |  | 1
40-320-10 | Lexer osteotome, flat, 10 mm, 22 cm |  | 1
40-320-20 | Lexer osteotome, flat, 20 mm, 22 cm |  | 1
40-530-20 | Langenbeck bone holding forceps, 11 mm, 20 cm |  | 1
40-714-28 | Liston bone cutting forceps, straight, 28 cm |  | 1
40-712-19 | Ruskin-Liston bone cutting forceps, straight, | 19 cm | 1
40-653-05 | Ruskin bone rongeur, curved, 5 mm, 18 cm |  | 1
40-665-22 | Luer-Stille bone rongeur, curved, 22 cm |  | 1
40-474-09 | Simon bone currette, Fig. 5, 24 cm |  | 1
40-474-06 | Simon bone currette, Fig. 2, 24 cm |  | 1
57-045-06 C | MAXILLARY REPOSITION (SUPPLEMENTS) SET, CONTAINER AND BASKET
40-218-19 | Lucae mallet, Ø 19 mm, 230 g, 19.5 cm |  | 1
40-322-15 | Lexer gouge, 15 mm, 22 cm |  | 1
40-322-10 | Lexer gouge, 10 mm, 22 cm |  | 1
40-320-15 | Lexer osteotome, flat, 15 mm, 22 cm |  | 1
40-320-10 | Lexer osteotome, flat, 10 mm, 22 cm |  | 1
40-320-20 | Lexer osteotome, flat, 20 mm, 22 cm |  | 1
40-530-20 | Langenbeck bone holding forceps, 11 mm, 20 cm |  | 1
40-714-28 | Liston bone cutting forceps, straight, 28 cm |  | 1
40-712-19 | Ruskin-Liston bone cutting forceps, straight, | 19 cm | 1
40-653-05 | Ruskin bone rongeur, curved, 5 mm, 18 cm |  | 1
40-665-22 | Luer-Stille bone rongeur, curved, 22 cm |  | 1
40-474-09 | Simon bone currette, Fig. 5, 24 cm |  | 1
40-474-06 | Simon bone currette, Fig. 2, 24 cm |  | 1
55-210-60 | Container bottom, aluminium, 475 x 272 x 96 mm, | non perforated | 1
55-210-90 | Container lid, aluminium, silver, 460 x 285 mm, | perforated | 1
55-290-05 | Wire basket, 405 x 245 x 50 mm |  | 1
55-820-03 | Identification label, red |  | 1
57-045-08 | SAGITTAL SPLIT SUPPLEMENTS
13-002-14 | Dressing forceps delicate, straight, 14 cm |  | 3
13-100-14 | Dissecting forceps 1x2, 14.5 cm |  | 1
13-160-10 | Micro forceps, 1.0 mm, straight, 15 cm |  | 1
28-303-05 | London College Tweezer Fig. 5 |  | 1
13-142-12 | Adson dissecting forceps, 1x2, 12 cm |  | 1
11-716-10 | Beebe wire scissors, sharp, straight, 10 cm |  | 1
11-405-14 | Joseph scissors, curved, 14 cm |  | 1
11-201-14 | Metzenbaum scissors, curved, Fig. 1, 14 cm |  | 1
11-253-17 | Tönnis-Adson scissors, curved, 17.5 cm |  | 1
15-012-12 | Pean forceps, straight, 12.5 cm |  | 2
15-144-15 | Dixon-Lovelace forceps straight, 15 cm |  | 2
15-027-18 | Halsted-Mosquito forceps, curved, 18 cm |  | 4
15-703-20 | Gross-Maier sponge forceps, curved, 20 cm |  | 1
40-834-15 | TC wire twister, round, 15 cm |  | 1
40-653-05 | Ruskin bone rongeur, curved, 5 mm, 18 cm |  | 1
40-712-19 | Ruskin-Liston bone cutting forceps, straight, | 19 cm | 1
18-054-20 | Mathieu TC-needle holder, delicate, 20 cm |  | 1
28-200-22 | Mouth mirror with thread, size 4, Ø 22 mm, | plane, pack à 12 pcs. | 1
28-200-96 | Mouth mirror handle M2,5 round handle | Ø 6 mm, solid | 1
28-911-09 | Explorer # D9/TU17 |  | 1
26-160-01 | Luniatschek tonsil packer, Fig. 1, broad, 17.5 cm |  | 1
40-355-16 | Williger periosteal elevator, 6 mm, 16 cm |  | 1
31-692-05 | Yasargil micro dissector, angled, 18.5 cm |  | 1
28-315-14 | Mershon Band pusher, 13.5 cm |  | 1
10-103-06 | Scalpel handle No. 7 |  | 1
16-122-01 | Trachea hook, blunt, 1-prong, 16 cm |  | 1
15-801-13 | Backhaus towel forceps, 13 cm |  | 5
16-021-03 | Obwegeser retractor, flat, 42x11 mm |  | 2
15-061-12 | Halsted-Mosquito forceps, curved, 12.5 cm |  | 2
26-658-18 | Probe, double-ended, maxillary sinus ostium seeker | ball-shaped ends, 18 cm | 1
10-034-15 | Ruler with hole gauge, 15 cm |  | 1
16-022-04 | Obwegeser retractor, flat, curved up, 55x12 mm |  | 1
16-022-03 | Obwegeser retractor, flat, curved up, 42x11 mm |  | 1
16-018-01 | Langenbeck retractor, 30x11 mm |  | 1
16-025-09 | Kocher Langenbeck retractor, 80 x 16 mm 21.5 cm |  | 1
16-025-12 | Kocher Langenbeck retractor, 40 x 13 mm 21.5 cm |  | 1
40-375-06 | Obwegeser periosteal elevator, curved, 6 mm, | 17.5 cm | 1
40-375-07 | Obwegeser periosteal elevator, curved, 7 mm, | 17.5 cm | 1
40-375-11 | Obwegeser periosteal elevator, curved, 11 mm, | 17.5 cm | 1
40-296-01 | Obwegeser blade osteotome, straight, 8 mm, 22 cm |  | 1
10-103-01 | Scalpel handle, standard No. 3 |  | 1
16-010-01 | Volkmann retractor, sharp, large curve, 22 cm |  | 1
57-045-08 C | SAGITTAL SPLIT SUPPLEMENTS, CONTAINER AND BASKET
13-002-14 | Dressing forceps delicate, straight, 14 cm |  | 3
13-100-14 | Dissecting forceps 1x2, 14.5 cm |  | 1
13-160-10 | Micro forceps, 1.0 mm, straight, 15 cm |  | 1
28-303-05 | London College Tweezer Fig. 5 |  | 1
13-142-12 | Adson dissecting forceps, 1x2, 12 cm |  | 1
11-716-10 | Beebe wire scissors, sharp, straight, 10 cm |  | 1
11-405-14 | Joseph scissors, curved, 14 cm |  | 1
11-201-14 | Metzenbaum scissors, curved, Fig. 1, 14 cm |  | 1
11-253-17 | Tönnis-Adson scissors, curved, 17.5 cm |  | 1
15-012-12 | Pean forceps, straight, 12.5 cm |  | 2
15-144-15 | Dixon-Lovelace forceps straight, 15 cm |  | 2
15-027-18 | Halsted-Mosquito forceps, curved, 18 cm |  | 4
15-703-20 | Gross-Maier sponge forceps, curved, 20 cm |  | 1
40-834-15 | TC wire twister, round, 15 cm |  | 1
40-653-05 | Ruskin bone rongeur, curved, 5 mm, 18 cm |  | 1
40-712-19 | Ruskin-Liston bone cutting forceps, straight, | 19 cm | 1
18-054-20 | Mathieu TC-needle holder, delicate, 20 cm |  | 1
28-200-22 | Mouth mirror with thread, size 4, Ø 22 mm, | plane, pack à 12 pcs. | 1
28-200-96 | Mouth mirror handle M2,5 round handle | Ø 6 mm, solid | 1
28-911-09 | Explorer # D9/TU17 |  | 1
26-160-01 | Luniatschek tonsil packer, Fig. 1, broad, 17.5 cm |  | 1
40-355-16 | Williger periosteal elevator, 6 mm, 16 cm |  | 1
31-692-05 | Yasargil micro dissector, angled, 18.5 cm |  | 1
28-315-14 | Mershon Band pusher, 13.5 cm |  | 1
10-103-06 | Scalpel handle No. 7 |  | 1
16-122-01 | Trachea hook, blunt, 1-prong, 16 cm |  | 1
15-801-13 | Backhaus towel forceps, 13 cm |  | 5
16-021-03 | Obwegeser retractor, flat, 42x11 mm |  | 2
15-061-12 | Halsted-Mosquito forceps, curved, 12.5 cm |  | 2
26-658-18 | Probe, double-ended, maxillary sinus ostium seeker | ball-shaped ends, 18 cm | 1
10-034-15 | Ruler with hole gauge, 15 cm |  | 1
16-022-04 | Obwegeser retractor, flat, curved up, 55x12 mm |  | 1
16-022-03 | Obwegeser retractor, flat, curved up, 42x11 mm |  | 1
16-018-01 | Langenbeck retractor, 30x11 mm |  | 1
16-025-09 | Kocher Langenbeck retractor, 80 x 16 mm 21.5 cm |  | 1
16-025-12 | Kocher Langenbeck retractor, 40 x 13 mm 21.5 cm |  | 1
40-375-06 | Obwegeser periosteal elevator, curved, 6 mm, | 17.5 cm | 1
40-375-07 | Obwegeser periosteal elevator, curved, 7 mm, | 17.5 cm | 1
40-375-11 | Obwegeser periosteal elevator, curved, 11 mm, | 17.5 cm | 1
40-296-01 | Obwegeser blade osteotome, straight, 8 mm, 22 cm |  | 1
10-103-01 | Scalpel handle, standard No. 3 |  | 1
16-010-01 | Volkmann retractor, sharp, large curve, 22 cm |  | 1
55-110-62 | Container bottom, aluminium, 600 x 272 x 138 mm, | non perforated | 1
55-110-90 | Container lid, aluminium, silver, 585 x 285 mm, | perforated | 1
55-190-05 | Wire basket, 480 x 245 x 50 mm |  | 1
55-820-03 | Identification label, red |  | 1
57-045-10 | EXTRACTION FORCEPS AND ROOT ELEVATORS
28-000-44 | English extracting forceps, Fig. 44 |  | 1
28-000-51 A | English extracting forceps, Fig. 51 A |  | 1
28-000-51 | English extracting forceps, Fig. 51 |  | 1
28-000-67 A | English extracting forceps, Fig. 67 A |  | 1
28-000-18 | English extracting forceps, Fig. 18 |  | 1
28-000-02 | English extracting forceps, Fig. 2 |  | 1
28-000-79 A | English extracting forceps, Fig. 79 A |  | 1
28-000-04 | English extracting forceps, Fig. 4 |  | 1
28-804-01 | Barry root elevator, 11.5 cm, Fig. 320 |  | 1
28-804-04 | Winter root elevator, 12.5 cm, Fig. 14 R |  | 1
28-806-34 S | Seldin root elevator, standard, Fig. 34 S |  | 1
28-800-03 | Bein root elevator, 3 mm, 14 cm |  | 1
28-800-04 | Bein root elevator, 4 mm, 14 cm |  | 2
50-059-13 | Stieglitz splinter forceps, curved, 13.5 cm |  | 1
28-840-94 | Pivot-Point root elevator, left curved, 3.5 mm, | 14.5 cm, Fig. 86 L | 1
57-045-10 C | EXTRACTION FORCEPS AND ROOT ELEVATORS, CONTAINER AND BASKET
28-000-44 | English extracting forceps, Fig. 44 |  | 1
28-000-51 A | English extracting forceps, Fig. 51 A |  | 1
28-000-51 | English extracting forceps, Fig. 51 |  | 1
28-000-67 A | English extracting forceps, Fig. 67 A |  | 1
28-000-18 | English extracting forceps, Fig. 18 |  | 1
28-000-02 | English extracting forceps, Fig. 2 |  | 1
28-000-79 A | English extracting forceps, Fig. 79 A |  | 1
28-000-04 | English extracting forceps, Fig. 4 |  | 1
28-804-01 | Barry root elevator, 11.5 cm, Fig. 320 |  | 1
28-804-04 | Winter root elevator, 12.5 cm, Fig. 14 R |  | 1
28-806-34 S | Seldin root elevator, standard, Fig. 34 S |  | 1
28-800-03 | Bein root elevator, 3 mm, 14 cm |  | 1
28-800-04 | Bein root elevator, 4 mm, 14 cm |  | 2
50-059-13 | Stieglitz splinter forceps, curved, 13.5 cm |  | 1
28-840-94 | Pivot-Point root elevator, left curved, 3.5 mm, | 14.5 cm, Fig. 86 L | 1
55-210-60 | Container bottom, aluminium, 475 x 272 x 96 mm, | non perforated | 1
55-210-90 | Container lid, aluminium, silver, 460 x 285 mm, | perforated | 1
55-290-05 | Wire basket, 405 x 245 x 50 mm |  | 1
55-820-03 | Identification label, red |  | 1
57-045-12 | SET FOR INTRAMAXILAR FIXATION
16-035-02 | Middeldorpf retractor, 20x22 mm, 22 cm |  | 1
16-021-03 | Obwegeser retractor, flat, 42x11 mm |  | 1
16-018-02 | Langenbeck retractor, 30x14 mm |  | 1
26-010-14 | Tobold tongue depressor, 83 x 24 mm, 14 cm |  | 1
15-012-12 | Pean forceps, straight, 12.5 cm |  | 2
11-716-10 | Beebe wire scissors, sharp, straight, 10 cm |  | 1
28-911-09 | Explorer # D9/TU17 |  | 1
28-315-14 | Mershon Band pusher, 13.5 cm |  | 1
28-200-22 | Mouth mirror with thread, size 4, Ø 22 mm, | plane, pack à 12 pcs. | 1
28-200-96 | Mouth mirror handle M2,5 round handle | Ø 6 mm, solid | 1
28-303-05 | London College Tweezer Fig. 5 |  | 1
28-778-14 | Side cutter 14 cm | for soft wires up to 1,3 mm | 1
17-054-17 | Mathieu needle holder, delicate, 17 cm |  | 1
40-834-15 | TC wire twister, round, 15 cm |  | 1
17-708-14 | Obwegeser awl, 14 cm |  | 1
17-708-23 | Obwegeser awl, 23 cm |  | 2
51-103-08 | Round bowls, Ø 85 mm, H 50 mm, 0.175 l |  | 1
51-103-06 | Round bowls, Ø 60 mm, H 34 mm, 0.05 l |  | 1
15-703-20 | Gross-Maier sponge forceps, curved, 20 cm |  | 1
26-028-12 | Denhard mouth gag with changeable silicon inserts, | 12.5 cm | 1
15-801-13 | Backhaus towel forceps, 13 cm |  | 4
57-045-12 C | SET FOR INTRAMAXILAR FIXATION, CONTAINER AND BASKET
16-035-02 | Middeldorpf retractor, 20x22 mm, 22 cm |  | 1
16-021-03 | Obwegeser retractor, flat, 42x11 mm |  | 1
16-018-02 | Langenbeck retractor, 30x14 mm |  | 1
26-010-14 | Tobold tongue depressor, 83 x 24 mm, 14 cm |  | 1
15-012-12 | Pean forceps, straight, 12.5 cm |  | 2
11-716-10 | Beebe wire scissors, sharp, straight, 10 cm |  | 1
28-911-09 | Explorer # D9/TU17 |  | 1
28-315-14 | Mershon Band pusher, 13.5 cm |  | 1
28-200-22 | Mouth mirror with thread, size 4, Ø 22 mm, | plane, pack à 12 pcs. | 1
28-200-96 | Mouth mirror handle M2,5 round handle | Ø 6 mm, solid | 1
28-303-05 | London College Tweezer Fig. 5 |  | 1
28-778-14 | Side cutter 14 cm | for soft wires up to 1,3 mm | 1
17-054-17 | Mathieu needle holder, delicate, 17 cm |  | 1
40-834-15 | TC wire twister, round, 15 cm |  | 1
17-708-14 | Obwegeser awl, 14 cm |  | 1
17-708-23 | Obwegeser awl, 23 cm |  | 2
51-103-08 | Round bowls, Ø 85 mm, H 50 mm, 0.175 l |  | 1
51-103-06 | Round bowls, Ø 60 mm, H 34 mm, 0.05 l |  | 1
15-703-20 | Gross-Maier sponge forceps, curved, 20 cm |  | 1
26-028-12 | Denhard mouth gag with changeable silicon inserts, | 12.5 cm | 1
15-801-13 | Backhaus towel forceps, 13 cm |  | 4
55-210-60 | Container bottom, aluminium, 475 x 272 x 96 mm, | non perforated | 1
55-210-90 | Container lid, aluminium, silver, 460 x 285 mm, | perforated | 1
55-290-05 | Wire basket, 405 x 245 x 50 mm |  | 1
55-820-03 | Identification label, red |  | 1
57-045-14 | BONE GRAFTING SUPPLEMENTS SET
16-005-06 | Kocher retractor, 6-prongs, sharp, 22 cm |  | 1
16-005-08 | Kocher retractor, 8-prongs, sharp, 22 cm |  | 1
16-007-06 | Kocher retractor, 6-prongs, blunt, 22 cm |  | 1
16-007-08 | Kocher retractor, 8-prongs, blunt, 22 cm |  | 1
40-428-10 | Hohmann bone lever, 43 mm, 23.5 cm |  | 1
40-379-08 | Periosteal elevator, 8 mm, |  | 1
40-528-20 | Langenbeck bone holding forceps, 5 mm, 20 cm |  | 1
40-251-06 | Tamper, Ø 6 mm, 16 cm |  | 1
40-210-42 | Ferrozell mallet, Ø 40 mm, 250 g, 26 cm |  | 1
40-320-07 | Lexer osteotome, flat, 7 mm, 22 cm |  | 1
40-320-10 | Lexer osteotome, flat, 10 mm, 22 cm |  | 1
40-320-15 | Lexer osteotome, flat, 15 mm, 22 cm |  | 1
40-326-10 | Spongiosa gouge, straight, 10 mm, 25 cm |  | 1
40-327-05 | Spongiosa gouge, curved, 5 mm, 25 cm |  | 1
40-391-04 | Periosteal elevator, Ferrozell, straight, round, | 20 mm, 20.5 cm | 1
57-045-14 C | BONE GRAFTING SUPPLEMENTS, CONTAINER AND BASKET
16-005-06 | Kocher retractor, 6-prongs, sharp, 22 cm |  | 1
16-005-08 | Kocher retractor, 8-prongs, sharp, 22 cm |  | 1
16-007-06 | Kocher retractor, 6-prongs, blunt, 22 cm |  | 1
16-007-08 | Kocher retractor, 8-prongs, blunt, 22 cm |  | 1
40-428-10 | Hohmann bone lever, 43 mm, 23.5 cm |  | 1
40-379-08 | Periosteal elevator, 8 mm, |  | 1
40-528-20 | Langenbeck bone holding forceps, 5 mm, 20 cm |  | 1
40-251-06 | Tamper, Ø 6 mm, 16 cm |  | 1
40-210-42 | Ferrozell mallet, Ø 40 mm, 250 g, 26 cm |  | 1
40-320-07 | Lexer osteotome, flat, 7 mm, 22 cm |  | 1
40-320-10 | Lexer osteotome, flat, 10 mm, 22 cm |  | 1
40-320-15 | Lexer osteotome, flat, 15 mm, 22 cm |  | 1
40-326-10 | Spongiosa gouge, straight, 10 mm, 25 cm |  | 1
40-327-05 | Spongiosa gouge, curved, 5 mm, 25 cm |  | 1
40-391-04 | Periosteal elevator, Ferrozell, straight, round, | 20 mm, 20.5 cm | 1
55-210-60 | Container bottom, aluminium, 475 x 272 x 96 mm, | non perforated | 1
55-210-90 | Container lid, aluminium, silver, 460 x 285 mm, | perforated | 1
55-290-05 | Wire basket, 405 x 245 x 50 mm |  | 1
55-820-03 | Identification label, red |  | 1
57-045-16 | CLEFT PALATE (SUPPLEMENTS) SET
11-699-06 | Micro Coronary scissors, sharp, with ball, | 25° angled, Ø 8 mm, 18 cm | 3
13-800-18 | Micro ring forceps, round handle Ø 8 mm, straight, | smooth, 1.0 x 0.5 mm, 18 cm | 1
13-823-18 | Micro atrauma forceps, round handle Ø 8 mm, | angled, jaw 2.0 mm, 18 cm | 1
10-902-12 | Frazier suction tube, 30°, 13 cm, 12 Charr. |  | 1
17-660-18 | Micro needle holder, with catch, 11.0 x 0.8 mm, | Ø 9 mm, straight, 18 cm | 1
57-045-16 C | CLEFT PALATE SUPPLEMENTS SET, CONTAINER AND BASKET
11-699-06 | Micro Coronary scissors, sharp, with ball, | 25° angled, Ø 8 mm, 18 cm | 3
13-800-18 | Micro ring forceps, round handle Ø 8 mm, straight, | smooth, 1.0 x 0.5 mm, 18 cm | 1
13-823-18 | Micro atrauma forceps, round handle Ø 8 mm, | angled, jaw 2.0 mm, 18 cm | 1
10-902-12 | Frazier suction tube, 30°, 13 cm, 12 Charr. |  | 1
17-660-18 | Micro needle holder, with catch, 11.0 x 0.8 mm, | Ø 9 mm, straight, 18 cm | 1
55-510-61 | Container bottom, aluminium, 320 x 186 x 59 mm, | non perforated - for Special container | 1
55-510-90 | Container lid, aluminium, silver, 325 x 192 mm, | perforated - for Special container | 1
55-525-05 | Stainless steel tray 275 x 175 x 45mm, without lid |  | 1
55-820-03 | Identification label, red |  | 1
57-045-18 | MICROSURGERY SET
13-610-18 | Micro forceps, round handle Ø 8 mm, | straight, 0.7 x 6.0 mm with platform, 18 cm | 1
13-611-18 | Micro forceps, round handle Ø 8 mm, | curved, 0.7 x 6.0 mm with platform, 18 cm | 1
11-637-18 | Jacobson micro scissors, curved, 18.5 cm |  | 1
11-636-18 | Yasargil micro scissors, straight, 18.5 cm |  | 1
11-638-18 | Potts-Yasargil micro scissors, 45° angled, 18.5 cm |  | 1
17-660-18 | Micro needle holder, with catch, 11.0 x 0.8 mm, | Ø 9 mm, straight, 18 cm | 1
17-667-18 | Micro needle holder, without catch, 11.0 x 0.4 mm | Ø 9 mm, curved, 18 cm | 1
57-045-18 C | MICROSURGERY SET, CONTAINER AND BASKET
13-610-18 | Micro forceps, round handle Ø 8 mm, | straight, 0.7 x 6.0 mm with platform, 18 cm | 1
13-611-18 | Micro forceps, round handle Ø 8 mm, | curved, 0.7 x 6.0 mm with platform, 18 cm | 1
11-637-18 | Jacobson micro scissors, curved, 18.5 cm |  | 1
11-636-18 | Yasargil micro scissors, straight, 18.5 cm |  | 1
11-638-18 | Potts-Yasargil micro scissors, 45° angled, 18.5 cm |  | 1
17-660-18 | Micro needle holder, with catch, 11.0 x 0.8 mm, | Ø 9 mm, straight, 18 cm | 1
17-667-18 | Micro needle holder, without catch, 11.0 x 0.4 mm | Ø 9 mm, curved, 18 cm | 1
55-510-61 | Container bottom, aluminium, 320 x 186 x 59 mm, | non perforated - for Special container | 1
55-510-90 | Container lid, aluminium, silver, 325 x 192 mm, | perforated - for Special container | 1
55-525-05 | Stainless steel tray 275 x 175 x 45mm, without lid |  | 1
55-820-03 | Identification label, red |  | 1
57-045-20 | RHINOPLASTIC SET
10-103-06 | Scalpel handle No. 7 |  | 1
26-524-02 | Killian nasal specula, 50 mm |  | 1
26-524-03 | Killian nasal specula, 75 mm |  | 1
26-508-02 | Hartmann-Halle nasal specula, Fig. 2, | with aseptic joint, 15.5 cm | 1
40-218-19 | Lucae mallet, Ø 19 mm, 230 g, 19.5 cm |  | 1
16-035-02 | Middeldorpf retractor, 20x22 mm, 22 cm |  | 1
16-021-03 | Obwegeser retractor, flat, 42x11 mm |  | 1
15-703-20 | Gross-Maier sponge forceps, curved, 20 cm |  | 1
26-711-05 | Ballenger Swifel knife, bayonet, 5 mm, 20 cm |  | 1
26-752-03 | Joseph nasal saw, bayonet right, 19 cm |  | 1
26-752-02 | Joseph nasal saw, bayonet left, 19 cm |  | 1
26-767-16 | Aufricht nasal retractor, 46 x 10 mm, 16 cm |  | 1
26-689-18 | Killian double septum elevator, short, 3.5 mm, | 18 cm | 1
40-356-17 | Joseph periosteal elevator, 4 mm, 17 cm |  | 1
26-663-18 | Freer elevator, sharp/blunt, 5 / 5 mm, 18 cm |  | 1
26-687-16 | Joseph septum elevator, strongly curved, 6.5 mm, | 16 cm | 1
40-278-04 | Cottle osteotome, graduated, 4 mm, 18 cm |  | 1
26-741-01 | Silver/Walter osteotome, straight, 17.5 cm |  | 1
26-741-02 | Silver/Walter osteotome, left curved, 17.5 cm |  | 1
40-446-01 | TC rasp, double, Fig. 1/2, 30 x 8 mm, 12 / 14 | teeth, 20.5 cm | 1
40-446-02 | TC rasp, double, Fig. 3/4, 40 x 7 mm, 16 / 20 | teeth, 20.5 cm | 1
40-443-01 | Aufricht nasal rasp, pushing cut, 32 x 9 mm, 21 cm |  | 1
26-770-10 | Kilner alar retractor, two sharp prongs, | 10 mm, 8 cm | 1
16-152-02 | Gillies skin hook, 1-prong, large, 18 cm |  | 2
40-355-16 | Williger periosteal elevator, 6 mm, 16 cm |  | 1
18-012-15 | Crile-Wood TC-needle holder, 15 cm |  | 1
11-003-14 | Surgical scissors, Fig. 2, curved, 14 cm, | sharp/blunt | 1
11-405-14 | Joseph scissors, curved, 14 cm |  | 1
11-201-14 | Metzenbaum scissors, curved, Fig. 1, 14 cm |  | 1
11-441-11 | Iris scissors (M), curved, 11 cm |  | 1
18-072-18 | Langenbeck TC-needle holder, 18 cm |  | 1
13-411-20 | Jansen dressing forceps, 20 cm bayonet shaped |  | 1
14-044-12 | TC Adson forceps, dressing, 12 cm |  | 1
13-002-14 | Dressing forceps delicate, straight, 14 cm |  | 1
15-801-13 | Backhaus towel forceps, 13 cm |  | 4
13-142-12 | Adson dissecting forceps, 1x2, 12 cm |  | 1
14-191-12 | TC Adson-Brown forceps, 7x7, 12 cm |  | 1
51-103-08 | Round bowls, Ø 85 mm, H 50 mm, 0.175 l |  | 1
51-103-06 | Round bowls, Ø 60 mm, H 34 mm, 0.05 l |  | 1
57-045-20 C | RHINOPLASTIC SET, CONTAINER AND BASKET
10-103-06 | Scalpel handle No. 7 |  | 1
26-524-02 | Killian nasal specula, 50 mm |  | 1
26-524-03 | Killian nasal specula, 75 mm |  | 1
26-508-02 | Hartmann-Halle nasal specula, Fig. 2, | with aseptic joint, 15.5 cm | 1
40-218-19 | Lucae mallet, Ø 19 mm, 230 g, 19.5 cm |  | 1
16-035-02 | Middeldorpf retractor, 20x22 mm, 22 cm |  | 1
16-021-03 | Obwegeser retractor, flat, 42x11 mm |  | 1
15-703-20 | Gross-Maier sponge forceps, curved, 20 cm |  | 1
26-711-05 | Ballenger Swifel knife, bayonet, 5 mm, 20 cm |  | 1
26-752-03 | Joseph nasal saw, bayonet right, 19 cm |  | 1
26-752-02 | Joseph nasal saw, bayonet left, 19 cm |  | 1
26-767-16 | Aufricht nasal retractor, 46 x 10 mm, 16 cm |  | 1
26-689-18 | Killian double septum elevator, short, 3.5 mm, | 18 cm | 1
40-356-17 | Joseph periosteal elevator, 4 mm, 17 cm |  | 1
26-663-18 | Freer elevator, sharp/blunt, 5 / 5 mm, 18 cm |  | 1
26-687-16 | Joseph septum elevator, strongly curved, 6.5 mm, | 16 cm | 1
40-278-04 | Cottle osteotome, graduated, 4 mm, 18 cm |  | 1
26-741-01 | Silver/Walter osteotome, straight, 17.5 cm |  | 1
26-741-02 | Silver/Walter osteotome, left curved, 17.5 cm |  | 1
40-446-01 | TC rasp, double, Fig. 1/2, 30 x 8 mm, 12 / 14 | teeth, 20.5 cm | 1
40-446-02 | TC rasp, double, Fig. 3/4, 40 x 7 mm, 16 / 20 | teeth, 20.5 cm | 1
40-443-01 | Aufricht nasal rasp, pushing cut, 32 x 9 mm, 21 cm |  | 1
26-770-10 | Kilner alar retractor, two sharp prongs, | 10 mm, 8 cm | 1
16-152-02 | Gillies skin hook, 1-prong, large, 18 cm |  | 2
40-355-16 | Williger periosteal elevator, 6 mm, 16 cm |  | 1
18-012-15 | Crile-Wood TC-needle holder, 15 cm |  | 1
11-003-14 | Surgical scissors, Fig. 2, curved, 14 cm, | sharp/blunt | 1
11-405-14 | Joseph scissors, curved, 14 cm |  | 1
11-201-14 | Metzenbaum scissors, curved, Fig. 1, 14 cm |  | 1
11-441-11 | Iris scissors (M), curved, 11 cm |  | 1
18-072-18 | Langenbeck TC-needle holder, 18 cm |  | 1
13-411-20 | Jansen dressing forceps, 20 cm bayonet shaped |  | 1
14-044-12 | TC Adson forceps, dressing, 12 cm |  | 1
13-002-14 | Dressing forceps delicate, straight, 14 cm |  | 1
15-801-13 | Backhaus towel forceps, 13 cm |  | 4
13-142-12 | Adson dissecting forceps, 1x2, 12 cm |  | 1
14-191-12 | TC Adson-Brown forceps, 7x7, 12 cm |  | 1
51-103-08 | Round bowls, Ø 85 mm, H 50 mm, 0.175 l |  | 1
51-103-06 | Round bowls, Ø 60 mm, H 34 mm, 0.05 l |  | 1
55-110-61 | Container bottom, aluminium, 600 x 272 x 116 mm, | non perforated | 1
55-110-90 | Container lid, aluminium, silver, 585 x 285 mm, | perforated | 1
55-190-05 | Wire basket, 480 x 245 x 50 mm |  | 1
55-820-03 | Identification label, red |  | 1
57-045-22 | WIRE REMOVAL SET
40-204-22 | Mallet, lead filled, Ø 22 mm, 200 g, 19 cm |  | 1
40-884-16 | Diamond wire cutter, 16 cm, hard Ø 2.0 mm / | soft Ø 2.2 mm | 1
28-774-16 | Universal pin bending plier 160 mm |  | 1
40-466-03 | Schede bone curette, Fig. 00, 17 cm |  | 1
28-710-02 | Cement spatula, d/e, Fig. 2 |  | 1
29-330-02 | Rubber dam frame 100 x 121 mm | for adults | 1
28-237-01 | Darby-Perry Excavator, Fig. 11 |  | 1
40-368-01 | Obwegeser elevator, double ended, Fig. 1, 21 cm, | blunt / sharp | 1
51-103-08 | Round bowls, Ø 85 mm, H 50 mm, 0.175 l |  | 1
15-703-20 | Gross-Maier sponge forceps, curved, 20 cm |  | 1
13-002-14 | Dressing forceps delicate, straight, 14 cm |  | 1
57-045-22 C | WIRE REMOVAL SET, CONTAINER AND BASKET
40-204-22 | Mallet, lead filled, Ø 22 mm, 200 g, 19 cm |  | 1
40-884-16 | Diamond wire cutter, 16 cm, hard Ø 2.0 mm / | soft Ø 2.2 mm | 1
28-774-16 | Universal pin bending plier 160 mm |  | 1
40-466-03 | Schede bone curette, Fig. 00, 17 cm |  | 1
28-710-02 | Cement spatula, d/e, Fig. 2 |  | 1
29-330-02 | Rubber dam frame 100 x 121 mm | for adults | 1
28-237-01 | Darby-Perry Excavator, Fig. 11 |  | 1
40-368-01 | Obwegeser elevator, double ended, Fig. 1, 21 cm, | blunt / sharp | 1
51-103-08 | Round bowls, Ø 85 mm, H 50 mm, 0.175 l |  | 1
15-703-20 | Gross-Maier sponge forceps, curved, 20 cm |  | 1
13-002-14 | Dressing forceps delicate, straight, 14 cm |  | 1
55-510-61 | Container bottom, aluminium, 320 x 186 x 59 mm, | non perforated - for Special container | 1
55-510-90 | Container lid, aluminium, silver, 325 x 192 mm, | perforated - for Special container | 1
55-525-05 | Stainless steel tray 275 x 175 x 45mm, without lid |  | 1
55-820-03 | Identification label, red |  | 1
57-045-24 | ABSCESS SUPPLEMENT SET
26-508-02 | Hartmann-Halle nasal specula, Fig. 2, | with aseptic joint, 15.5 cm | 1
40-007-40 | Hajek-Kofler punch, 140 mm, 4.0 mm, 90° down |  | 1
40-006-40 | Hajek-Kofler punch, 140 mm, 4.0 mm, 90° up |  | 1
40-605-01 | Stellbrink synovectomy bone rongeur, | slightly curved, 17.5 cm | 1
40-470-01 | Halle bone currette, malleable, Fig. 1, 4 mm, | 21 cm | 1
40-474-05 | Simon bone currette, Fig. 1, 24 cm |  | 1
40-470-03 | Halle bone currette, malleable, Fig. 3, 6 mm, | 21 cm | 1
40-467-05 | Volkmann bone curette, Fig. 1, 17 cm |  | 1
13-417-20 | Grünwald-Jansen dressing forceps, 20 cm |  | 1
26-160-01 | Luniatschek tonsil packer, Fig. 1, broad, 17.5 cm |  | 1
40-210-42 | Ferrozell mallet, Ø 40 mm, 250 g, 26 cm |  | 1
40-265-03 | Partsch chisel, 14 cm, 3 mm |  | 1
10-609-01 | Bowman probe, German silver Fig. 00/0 |  | 1
40-042-03 | Watson-Williams forceps, 120 mm, 5 mm, with teeth, | straight | 1
15-801-13 | Backhaus towel forceps, 13 cm |  | 1
18-072-18 | Langenbeck TC-needle holder, 18 cm |  | 1
57-045-24 C | ABSCESS SUPPLEMENT SET, CONTAINER AND BASKET
26-508-02 | Hartmann-Halle nasal specula, Fig. 2, | with aseptic joint, 15.5 cm | 1
40-007-40 | Hajek-Kofler punch, 140 mm, 4.0 mm, 90° down |  | 1
40-006-40 | Hajek-Kofler punch, 140 mm, 4.0 mm, 90° up |  | 1
40-605-01 | Stellbrink synovectomy bone rongeur, | slightly curved, 17.5 cm | 1
40-470-01 | Halle bone currette, malleable, Fig. 1, 4 mm, | 21 cm | 1
40-474-05 | Simon bone currette, Fig. 1, 24 cm |  | 1
40-470-03 | Halle bone currette, malleable, Fig. 3, 6 mm, | 21 cm | 1
40-467-05 | Volkmann bone curette, Fig. 1, 17 cm |  | 1
13-417-20 | Grünwald-Jansen dressing forceps, 20 cm |  | 1
26-160-01 | Luniatschek tonsil packer, Fig. 1, broad, 17.5 cm |  | 1
40-210-42 | Ferrozell mallet, Ø 40 mm, 250 g, 26 cm |  | 1
40-265-03 | Partsch chisel, 14 cm, 3 mm |  | 1
10-609-01 | Bowman probe, German silver Fig. 00/0 |  | 1
40-042-03 | Watson-Williams forceps, 120 mm, 5 mm, with teeth, | straight | 1
15-801-13 | Backhaus towel forceps, 13 cm |  | 1
18-072-18 | Langenbeck TC-needle holder, 18 cm |  | 1
55-310-60 | Container bottom, aluminium, 310 x 272 x 96 mm, | non perforated | 1
55-310-90 | Container lid, aluminium, silver, 295 x 280 mm, | perforated | 1
55-390-05 | Wire basket, 246 x 246 x 50 mm |  | 1
55-820-03 | Identification label, red |  | 1
57-045-26 | TONGUE CYST EXCISION SET
15-736-18 | Förster-Ballenger forceps, straight, 18 cm |  | 2
15-801-08 | Backhaus towel forceps, 8 cm |  | 6
10-103-01 | Scalpel handle, standard No. 3 |  | 1
10-103-06 | Scalpel handle No. 7 |  | 1
12-160-14 | TC Mayo scissors, straight, 14 cm |  | 1
12-201-18 | TC Metzenbaum scissors, curved, 18 cm |  | 1
11-002-14 | Surgical scissors, Fig. 2, straight, 14 cm, | sharp/blunt | 1
12-436-11 | TC iris scissors, straight, 11.5 cm |  | 1
12-437-11 | TC iris scissors, curved, 11.5 cm |  | 1
13-000-14 | Standard dressing forceps, straight, 14.5 cm |  | 2
13-142-12 | Adson dissecting forceps, 1x2, 12 cm |  | 1
15-766-15 | Allis tissue forceps, 5x6, straight, 15 cm |  | 6
15-061-12 | Halsted-Mosquito forceps, curved, 12.5 cm |  | 6
15-001-16 | Pean forceps, curved, 16 cm |  | 2
26-072-16 | Collin tongue holding forceps, 16 cm |  | 1
10-911-02 | Yankauer suction tube, 27 cm with central | bore Ø 2.0 mm | 1
18-002-16 | Mayo-Hegar TC-needle holder, 16 cm |  | 2
57-045-26 C | TONGUE CYST EXCISION SET, CONTAINER AND BASKET
15-736-18 | Förster-Ballenger forceps, straight, 18 cm |  | 2
15-801-08 | Backhaus towel forceps, 8 cm |  | 6
10-103-01 | Scalpel handle, standard No. 3 |  | 1
10-103-06 | Scalpel handle No. 7 |  | 1
12-160-14 | TC Mayo scissors, straight, 14 cm |  | 1
12-201-18 | TC Metzenbaum scissors, curved, 18 cm |  | 1
11-002-14 | Surgical scissors, Fig. 2, straight, 14 cm, | sharp/blunt | 1
12-436-11 | TC iris scissors, straight, 11.5 cm |  | 1
12-437-11 | TC iris scissors, curved, 11.5 cm |  | 1
13-000-14 | Standard dressing forceps, straight, 14.5 cm |  | 2
13-142-12 | Adson dissecting forceps, 1x2, 12 cm |  | 1
15-766-15 | Allis tissue forceps, 5x6, straight, 15 cm |  | 6
15-061-12 | Halsted-Mosquito forceps, curved, 12.5 cm |  | 6
15-001-16 | Pean forceps, curved, 16 cm |  | 2
26-072-16 | Collin tongue holding forceps, 16 cm |  | 1
10-911-02 | Yankauer suction tube, 27 cm with central | bore Ø 2.0 mm | 1
18-002-16 | Mayo-Hegar TC-needle holder, 16 cm |  | 2
55-210-60 | Container bottom, aluminium, 475 x 272 x 96 mm, | non perforated | 1
55-210-90 | Container lid, aluminium, silver, 460 x 285 mm, | perforated | 1
55-290-05 | Wire basket, 405 x 245 x 50 mm |  | 1
55-820-03 | Identification label, red |  | 1
57-045-28 | HEMIGLOSSECTOMY SET
15-736-20 | Förster-Ballenger forceps, straight, 20 cm |  | 4
15-801-13 | Backhaus towel forceps, 13 cm |  | 6
10-103-01 | Scalpel handle, standard No. 3 |  | 2
10-103-06 | Scalpel handle No. 7 |  | 2
12-160-17 | TC Mayo scissors, straight, 17 cm |  | 1
12-161-17 | TC Mayo scissors, curved, 17 cm |  | 1
12-201-18 | TC Metzenbaum scissors, curved, 18 cm |  | 1
11-002-14 | Surgical scissors, Fig. 2, straight, 14 cm, | sharp/blunt | 1
13-000-14 | Standard dressing forceps, straight, 14.5 cm |  | 2
13-000-20 | Standard dressing forceps, straight, 20 cm |  | 1
13-100-14 | Dissecting forceps 1x2, 14.5 cm |  | 1
13-100-20 | Dissecting forceps 1x2, 20 cm |  | 1
15-766-15 | Allis tissue forceps, 5x6, straight, 15 cm |  | 4
15-061-12 | Halsted-Mosquito forceps, curved, 12.5 cm |  | 6
15-038-16 | Crile-Rankin forceps, straight, 16 cm |  | 6
15-001-16 | Pean forceps, curved, 16 cm |  | 12
26-017-02 | Wieder tongue depressor, Fig. 2, 14.5 cm |  | 2
20-190-20 | Adson hook, 20 cm, blunt |  | 1
10-911-02 | Yankauer suction tube, 27 cm with central | bore Ø 2.0 mm | 2
18-012-15 | Crile-Wood TC-needle holder, 15 cm |  | 2
57-045-28 C | HEMIGLOSSECTOMY SET, CONTAINER AND BASKET
15-736-20 | Förster-Ballenger forceps, straight, 20 cm |  | 4
15-801-13 | Backhaus towel forceps, 13 cm |  | 6
10-103-01 | Scalpel handle, standard No. 3 |  | 2
10-103-06 | Scalpel handle No. 7 |  | 2
12-160-17 | TC Mayo scissors, straight, 17 cm |  | 1
12-161-17 | TC Mayo scissors, curved, 17 cm |  | 1
12-201-18 | TC Metzenbaum scissors, curved, 18 cm |  | 1
11-002-14 | Surgical scissors, Fig. 2, straight, 14 cm, | sharp/blunt | 1
13-000-14 | Standard dressing forceps, straight, 14.5 cm |  | 2
13-000-20 | Standard dressing forceps, straight, 20 cm |  | 1
13-100-14 | Dissecting forceps 1x2, 14.5 cm |  | 1
13-100-20 | Dissecting forceps 1x2, 20 cm |  | 1
15-766-15 | Allis tissue forceps, 5x6, straight, 15 cm |  | 4
15-061-12 | Halsted-Mosquito forceps, curved, 12.5 cm |  | 6
15-038-16 | Crile-Rankin forceps, straight, 16 cm |  | 6
15-001-16 | Pean forceps, curved, 16 cm |  | 12
26-017-02 | Wieder tongue depressor, Fig. 2, 14.5 cm |  | 2
20-190-20 | Adson hook, 20 cm, blunt |  | 1
10-911-02 | Yankauer suction tube, 27 cm with central | bore Ø 2.0 mm | 2
18-012-15 | Crile-Wood TC-needle holder, 15 cm |  | 2
55-210-60 | Container bottom, aluminium, 475 x 272 x 96 mm, | non perforated | 1
55-210-90 | Container lid, aluminium, silver, 460 x 285 mm, | perforated | 1
55-290-05 | Wire basket, 405 x 245 x 50 mm |  | 1
55-820-03 | Identification label, red |  | 1
57-045-30 | SALIVARY GLANDS INCISION SET
15-736-20 | Förster-Ballenger forceps, straight, 20 cm |  | 2
15-801-08 | Backhaus towel forceps, 8 cm |  | 6
10-103-01 | Scalpel handle, standard No. 3 |  | 1
10-103-06 | Scalpel handle No. 7 |  | 1
12-160-17 | TC Mayo scissors, straight, 17 cm |  | 1
12-201-18 | TC Metzenbaum scissors, curved, 18 cm |  | 1
13-000-14 | Standard dressing forceps, straight, 14.5 cm |  | 1
13-100-14 | Dissecting forceps 1x2, 14.5 cm |  | 1
15-766-15 | Allis tissue forceps, 5x6, straight, 15 cm |  | 2
15-061-12 | Halsted-Mosquito forceps, curved, 12.5 cm |  | 6
15-001-16 | Pean forceps, curved, 16 cm |  | 1
26-017-02 | Wieder tongue depressor, Fig. 2, 14.5 cm |  | 1
10-604-14 | Probe with ear, 14.5 cm |  | 1
10-904-10 | Fergusson suction tube, 90°, 11 cm, 10 Charr. |  | 1
57-045-30 C | SALIVARY GLANDS INCISION SET, CONTAINER AND BASKET
15-736-20 | Förster-Ballenger forceps, straight, 20 cm |  | 2
15-801-08 | Backhaus towel forceps, 8 cm |  | 6
10-103-01 | Scalpel handle, standard No. 3 |  | 1
10-103-06 | Scalpel handle No. 7 |  | 1
12-160-17 | TC Mayo scissors, straight, 17 cm |  | 1
12-201-18 | TC Metzenbaum scissors, curved, 18 cm |  | 1
13-000-14 | Standard dressing forceps, straight, 14.5 cm |  | 1
13-100-14 | Dissecting forceps 1x2, 14.5 cm |  | 1
15-766-15 | Allis tissue forceps, 5x6, straight, 15 cm |  | 2
15-061-12 | Halsted-Mosquito forceps, curved, 12.5 cm |  | 6
15-001-16 | Pean forceps, curved, 16 cm |  | 1
26-017-02 | Wieder tongue depressor, Fig. 2, 14.5 cm |  | 1
10-604-14 | Probe with ear, 14.5 cm |  | 1
10-904-10 | Fergusson suction tube, 75°, 11 cm, 10 Charr. |  | 1
55-310-60 | Container bottom, aluminium, 310 x 272 x 96 mm, | non perforated | 1
55-310-90 | Container lid, aluminium, silver, 295 x 280 mm, | perforated | 1
55-390-05 | Wire basket, 246 x 246 x 50 mm |  | 1
55-820-03 | Identification label, red |  | 1
57-045-32 | SALIVARY GLANDS EXCISION AND LIGATION SET
15-736-20 | Förster-Ballenger forceps, straight, 20 cm |  | 2
15-801-08 | Backhaus towel forceps, 8 cm |  | 6
10-103-01 | Scalpel handle, standard No. 3 |  | 3
12-160-17 | TC Mayo scissors, straight, 17 cm |  | 1
12-161-17 | TC Mayo scissors, curved, 17 cm |  | 1
12-201-18 | TC Metzenbaum scissors, curved, 18 cm |  | 1
11-002-14 | Surgical scissors, Fig. 2, straight, 14 cm, | sharp/blunt | 1
12-436-11 | TC iris scissors, straight, 11.5 cm |  | 1
12-437-11 | TC iris scissors, curved, 11.5 cm |  | 1
13-000-14 | Standard dressing forceps, straight, 14.5 cm |  | 1
13-100-14 | Dissecting forceps 1x2, 14.5 cm |  | 1
13-042-12 | Adson dressing forceps, 12 cm |  | 1
13-142-12 | Adson dissecting forceps, 1x2, 12 cm |  | 1
13-066-17 | Cushing forceps, straight, 17.5 cm |  | 1
13-166-17 | Cushing tissue forceps, straight, 17 cm |  | 1
15-766-15 | Allis tissue forceps, 5x6, straight, 15 cm |  | 6
15-061-12 | Halsted-Mosquito forceps, curved, 12.5 cm |  | 12
15-001-16 | Pean forceps, curved, 16 cm |  | 6
15-100-16 | Ochsner-Kocher forceps, straight, 16 cm |  | 2
16-217-16 | Weitlaner self retainig retractor, sharp, 3x4, | 16.5 cm | 2
16-134-14 | Cushing vein hook, 14 mm, 24 cm |  | 2
16-001-04 | Volkmann retractor, 4-prongs, sharp, 22 cm |  | 2
16-003-04 | Volkmann retractor, 4-prongs, blunt, 22 cm |  | 2
16-054-00 | Parker retractor, set Fig.1&2, 17.5 cm |  | 1
10-604-14 | Probe with ear, 14.5 cm |  | 1
18-002-16 | Mayo-Hegar TC-needle holder, 16 cm |  | 3
57-045-32 C | SALIVARY GLANDS EXCISION AND LIGATION SET, CONTAINER AND BASKET
15-736-20 | Förster-Ballenger forceps, straight, 20 cm |  | 2
15-801-08 | Backhaus towel forceps, 8 cm |  | 6
10-103-01 | Scalpel handle, standard No. 3 |  | 3
12-160-17 | TC Mayo scissors, straight, 17 cm |  | 1
12-161-17 | TC Mayo scissors, curved, 17 cm |  | 1
12-201-18 | TC Metzenbaum scissors, curved, 18 cm |  | 1
11-002-14 | Surgical scissors, Fig. 2, straight, 14 cm, | sharp/blunt | 1
12-436-11 | TC iris scissors, straight, 11.5 cm |  | 1
12-437-11 | TC iris scissors, curved, 11.5 cm |  | 1
13-000-14 | Standard dressing forceps, straight, 14.5 cm |  | 1
13-100-14 | Dissecting forceps 1x2, 14.5 cm |  | 1
13-042-12 | Adson dressing forceps, 12 cm |  | 1
13-142-12 | Adson dissecting forceps, 1x2, 12 cm |  | 1
13-066-17 | Cushing forceps, straight, 17.5 cm |  | 1
13-166-17 | Cushing tissue forceps, straight, 17 cm |  | 1
15-766-15 | Allis tissue forceps, 5x6, straight, 15 cm |  | 6
15-061-12 | Halsted-Mosquito forceps, curved, 12.5 cm |  | 12
15-001-16 | Pean forceps, curved, 16 cm |  | 6
15-100-16 | Ochsner-Kocher forceps, straight, 16 cm |  | 2
16-217-16 | Weitlaner self retainig retractor, sharp, 3x4, | 16.5 cm | 2
16-134-14 | Cushing vein hook, 14 mm, 24 cm |  | 2
16-001-04 | Volkmann retractor, 4-prongs, sharp, 22 cm |  | 2
16-003-04 | Volkmann retractor, 4-prongs, blunt, 22 cm |  | 2
16-054-00 | Parker retractor, set Fig.1&2, 17.5 cm |  | 1
10-604-14 | Probe with ear, 14.5 cm |  | 1
18-002-16 | Mayo-Hegar TC-needle holder, 16 cm |  | 3
55-110-60 | Container bottom, aluminium, 600 x 272 x 96 mm, | non perforated | 1
55-110-90 | Container lid, aluminium, silver, 585 x 285 mm, | perforated | 1
55-190-05 | Wire basket, 480 x 245 x 50 mm |  | 1
55-820-03 | Identification label, red |  | 1
57-045-34 | SALIVARY GLANDS EXCISION AND LIGATION SET FOR ORAL
10-103-06 | Scalpel handle No. 7 |  | 1
12-201-18 | TC Metzenbaum scissors, curved, 18 cm |  | 1
15-029-18 | Schnidt forceps, curved, 18 cm |  | 1
15-766-19 | Allis tissue forceps, 5x6, straight, 19 cm |  | 1
26-072-16 | Collin tongue holding forceps, 16 cm |  | 1
26-017-02 | Wieder tongue depressor, Fig. 2, 14.5 cm |  | 1
16-058-00 | Parker Langenbeck retractor set, | Fig. 1 a. Fig. 2, 21 cm, (US army) | 1
26-101-01 | Hurd tonsil dissector, double ending, | dissector 6 mm, retractor 12 mm, 21.5 cm | 1
10-911-02 | Yankauer suction tube, 27 cm with central | bore Ø 2.0 mm | 1
18-012-15 | Crile-Wood TC-needle holder, 15 cm |  | 1
57-045-34 C | SALIVARY GLANDS EXCISION AND LIGATION SET FOR ORAL, CONTAINER AND BASKET
10-103-06 | Scalpel handle No. 7 |  | 1
12-201-18 | TC Metzenbaum scissors, curved, 18 cm |  | 1
15-029-18 | Schnidt forceps, curved, 18 cm |  | 1
15-766-19 | Allis tissue forceps, 5x6, straight, 19 cm |  | 1
26-072-16 | Collin tongue holding forceps, 16 cm |  | 1
26-017-02 | Wieder tongue depressor, Fig. 2, 14.5 cm |  | 1
16-058-00 | Parker Langenbeck retractor set, | Fig. 1 a. Fig. 2, 21 cm, (US army) | 1
26-101-01 | Hurd tonsil dissector, double ending, | dissector 6 mm, retractor 12 mm, 21.5 cm | 1
10-911-02 | Yankauer suction tube, 27 cm with central | bore Ø 2.0 mm | 1
18-012-15 | Crile-Wood TC-needle holder, 15 cm |  | 1
55-210-60 | Container bottom, aluminium, 475 x 272 x 96 mm, | non perforated | 1
55-210-90 | Container lid, aluminium, silver, 460 x 285 mm, | perforated | 1
55-290-05 | Wire basket, 405 x 245 x 50 mm |  | 1
55-820-03 | Identification label, red |  | 1
57-045-36 | BASIC SET OMF
10-104-01 | Scalpel handle, standard No. 4 |  | 1
10-103-01 | Scalpel handle, standard No. 3 |  | 2
11-401-16 | Kelly scissors, curved, 16 cm |  | 1
11-201-18 | Metzenbaum scissors, curved, Fig. 1, 18 cm |  | 1
11-245-15 | Kilner (Ragnell) scissors, curved, 15 cm |  | 1
11-248-15 | Reynolds scissors, straight, 15 cm |  | 1
11-715-12 | Beebe wire scissors, blunt, curved, 12 cm | one blade serrated | 2
12-731-17 W | TC Mayo ligature scissors, curved, 17 cm W |  | 2
13-002-16 | Dressing forceps delicate, straight, 16 cm |  | 2
13-064-21 | Potts-Smith forceps, straight, 21 cm |  | 1
13-152-15 | Gillies dissecting forceps, 1x2, 15 cm with pin |  | 2
13-164-21 | Potts-Smith dissecting forceps, straight, 21 cm |  | 2
13-147-12 | Adson forceps, 1x2, curved, 12 cm |  | 1
13-144-12 | Micro-Adson forceps, 1x2, 12 cm |  | 2
13-512-12 | Splinter forceps, straight, smooth, 12 cm |  | 1
50-059-13 | Stieglitz splinter forceps, curved, 13.5 cm |  | 1
15-060-12 | Halsted-Mosquito forceps, straight, 12.5 cm |  | 8
15-061-12 | Halsted-Mosquito forceps, curved, 12.5 cm |  | 4
15-160-12 | Halsted-Mosquito forceps, straight, 1x2, 12 cm |  | 10
15-026-18 | Halsted-Mosquito forceps, straight, 18 cm |  | 6
15-010-14 | Pean forceps, delicate, straight, 14 cm |  | 2
15-110-14 | Kocher forceps, delicate, straight, 14 cm |  | 2
15-825-10 | Tohoku towel forceps, 10 cm |  | 8
15-701-27 | Ulrich sponge forceps, curved, 26.5 cm |  | 2
15-703-20 | Gross-Maier sponge forceps, curved, 20 cm |  | 2
16-114-02 | Hook, malleable, 2 prongs, sharp, 16 cm |  | 2
16-117-04 | Hook, fine, 4 prongs, sharp, 16 cm |  | 2
16-001-01 | Volkmann retractor, 1-prong, sharp, 22 cm |  | 1
16-010-01 | Volkmann retractor, sharp, large curve, 22 cm |  | 1
16-005-01 | Kocher retractor, 1-prong, sharp, 22 cm |  | 2
16-005-04 | Kocher retractor, 4-prongs, sharp, 22 cm |  | 2
16-027-02 | Kocher retractor, 60 x 20 mm, 23 cm |  | 2
16-025-04 | Kocher Langenbeck retractor, 35 x 15 mm 21.5 cm |  | 2
16-035-02 | Middeldorpf retractor, 20x22 mm, 22 cm |  | 2
16-073-01 | Haberer-spatula, malleable, 200x17/25 mm |  | 1
16-074-04 | Spatula, malleable, soft, 200 x 12 mm |  | 1
16-074-05 | Spatula, malleable, soft, 200 x 17 mm |  | 1
10-905-04 | Adson suction tube, Ø 4 mm, WL. 14.5 cm, | total length 21 cm | 2
10-701-08 G | Redon guide needle straight, 8 Charr. with thread |  | 1
10-701-10 G | Redon guide needle straight, 10 Charr. | with thread | 1
10-701-12 G | Redon guide needle straight, 12 Charr. | with thread | 1
10-701-14 G | Redon guide needle straight, 14 Charr. | with thread | 1
10-804-15 | Vein cannula, 1.50 x 80 mm |  | 1
17-054-17 | Mathieu needle holder, delicate, 17 cm |  | 2
18-610-14 | Castroviejo micro TC-needle holder, with catch, | straight, smooth, 14 cm | 1
18-026-13 | Halsey TC-needle holder, serrated, 13 cm |  | 2
18-070-18 | Tönnis TC-needle holder, 18 cm |  | 2
17-701-19 | Reverdin-needle, Fig. 1, 19 cm |  | 1
40-873-16 | TC wire cutting forceps, double, 16 cm, | hard Ø 1.7 mm / soft Ø 2.0 mm | 1
40-293-15 | Lambotte osteotome, curved, 15 mm, 24 cm |  | 1
40-464-02 | Williger bone curette, Fig. 0/1, 13 cm |  | 1
40-463-05 | Hemingway bone curette, 17 cm, Fig. 0 |  | 2
40-355-16 | Williger periosteal elevator, 6 mm, 16 cm |  | 1
40-379-08 | Periosteal elevator, 8 mm, |  | 1
40-422-01 | Williger elevator, 5.5 mm, 16 cm |  | 1
40-774-20 | Tendon forceps, straight, 1 x 2, 20.5 cm |  | 1
40-653-05 | Ruskin bone rongeur, curved, 5 mm, 18 cm |  | 1
20-187-17 | Smithwick root retractor, 17 cm |  | 2
20-192-18 | Sachs hook, 18.5 cm |  | 2
15-766-14 | Allis tissue forceps, 4x5, straight, 15 cm |  | 1
33-133-22 | Kocher intestinal clamp, curved, 22 cm |  | 2
35-228-03 | Braun tenaculum forceps, 4 x 4 teeth, straight, | 15.5 cm | 1
27-500-02 | Plester sickle knife, curved, 16 cm |  | 1
22-002-08 | Castroviejo calliper, 20 mm, 8 cm |  | 1
10-609-01 | Bowman probe, German silver Fig. 00/0 |  | 1
26-524-02 | Killian nasal specula, 50 mm |  | 1
13-401-18 | Troeltsch dressing forceps, 18 cm |  | 1
26-663-18 | Freer elevator, sharp/blunt, 5 / 5 mm, 18 cm |  | 1
26-772-02 | Cottle skin hook, small curved, 15 cm |  | 2
26-070-14 | Sternberg cheek retractor, 14 cm |  | 1
26-073-16 | Young tongue holding forceps, 16 cm |  | 1
29-205-03 | Rowe Disimpaction forceps, left, Fig. 3 |  | 1
29-206-03 | Rowe Disimpaction forceps, right, Fig. 3 |  | 1
16-008-01 | Volkmann retractor, hollow handle, 1-prong, sharp | 22 cm | 1
26-160-01 | Luniatschek tonsil packer, Fig. 1, broad, 17.5 cm |  | 2
28-986-00 | Water syringe, metal, with cannula | 28-986-01 | 2
28-200-22 | Mouth mirror with thread, size 4, Ø 22 mm, | plane, pack à 12 pcs. | 2
28-200-90 | Mouth mirror handle, 125 mm |  | 2
28-200-91 AL | Mouth mirror handle, M 2.5, AMNOLINE |  | 2
28-307-01 | Tweezer "Flagg" serrated 16 cm | angled | 2
28-937-03 AL | Scaler # U15-33 | "Towner-Jacquette" | 1
28-900-09 | Explorer # 9 | single ended | 2
28-929-76 | Filling instrument, pear-shaped | 1,2 / 1,6 mm | 1
28-777-14 | Flat nose plier 14 cm |  | 1
51-103-06 | Round bowls, Ø 60 mm, H 34 mm, 0.05 l |  | 1
51-103-11 | Round bowls, Ø 100 mm, H 50 mm, 0.25 l |  | 2
51-107-02 | Jar without lid, Ø 50 x height 100 mm |  | 1
51-100-25 | Kidney bowls, 250 x 140 x 40 mm |  | 1
57-045-36 C | BASIC SET OMF, CONTAINER AND BASKET
10-104-01 | Scalpel handle, standard No. 4 |  | 1
10-103-01 | Scalpel handle, standard No. 3 |  | 2
11-401-16 | Kelly scissors, curved, 16 cm |  | 1
11-201-18 | Metzenbaum scissors, curved, Fig. 1, 18 cm |  | 1
11-245-15 | Kilner (Ragnell) scissors, curved, 15 cm |  | 1
11-248-15 | Reynolds scissors, straight, 15 cm |  | 1
11-715-12 | Beebe wire scissors, blunt, curved, 12 cm | one blade serrated | 2
12-731-17 W | TC Mayo ligature scissors, curved, 17 cm W |  | 2
13-002-16 | Dressing forceps delicate, straight, 16 cm |  | 2
13-064-21 | Potts-Smith forceps, straight, 21 cm |  | 1
13-152-15 | Gillies dissecting forceps, 1x2, 15 cm with pin |  | 2
13-164-21 | Potts-Smith dissecting forceps, straight, 21 cm |  | 2
13-147-12 | Adson forceps, 1x2, curved, 12 cm |  | 1
13-144-12 | Micro-Adson forceps, 1x2, 12 cm |  | 2
13-512-12 | Splinter forceps, straight, smooth, 12 cm |  | 1
50-059-13 | Stieglitz splinter forceps, curved, 13.5 cm |  | 1
15-060-12 | Halsted-Mosquito forceps, straight, 12.5 cm |  | 8
15-061-12 | Halsted-Mosquito forceps, curved, 12.5 cm |  | 4
15-160-12 | Halsted-Mosquito forceps, straight, 1x2, 12 cm |  | 10
15-026-18 | Halsted-Mosquito forceps, straight, 18 cm |  | 6
15-010-14 | Pean forceps, delicate, straight, 14 cm |  | 2
15-110-14 | Kocher forceps, delicate, straight, 14 cm |  | 2
15-825-10 | Tohoku towel forceps, 10 cm |  | 8
15-701-27 | Ulrich sponge forceps, curved, 26.5 cm |  | 2
15-703-20 | Gross-Maier sponge forceps, curved, 20 cm |  | 2
16-114-02 | Hook, malleable, 2 prongs, sharp, 16 cm |  | 2
16-117-04 | Hook, fine, 4 prongs, sharp, 16 cm |  | 2
16-001-01 | Volkmann retractor, 1-prong, sharp, 22 cm |  | 1
16-010-01 | Volkmann retractor, sharp, large curve, 22 cm |  | 1
16-005-01 | Kocher retractor, 1-prong, sharp, 22 cm |  | 2
16-005-04 | Kocher retractor, 4-prongs, sharp, 22 cm |  | 2
16-027-02 | Kocher retractor, 60 x 20 mm, 23 cm |  | 2
16-025-04 | Kocher Langenbeck retractor, 35 x 15 mm 21.5 cm |  | 2
16-035-02 | Middeldorpf retractor, 20x22 mm, 22 cm |  | 2
16-073-01 | Haberer-spatula, malleable, 200x17/25 mm |  | 1
16-074-04 | Spatula, malleable, soft, 200 x 12 mm |  | 1
16-074-05 | Spatula, malleable, soft, 200 x 17 mm |  | 1
10-905-04 | Adson suction tube, Ø 4 mm, WL. 14.5 cm, | total length 21 cm | 2
10-701-08 G | Redon guide needle straight, 8 Charr. with thread |  | 1
10-701-10 G | Redon guide needle straight, 10 Charr. | with thread | 1
10-701-12 G | Redon guide needle straight, 12 Charr. | with thread | 1
10-701-14 G | Redon guide needle straight, 14 Charr. | with thread | 1
10-804-15 | Vein cannula, 1.50 x 80 mm |  | 1
17-054-17 | Mathieu needle holder, delicate, 17 cm |  | 2
18-610-14 | Castroviejo micro TC-needle holder, with catch, | straight, smooth, 14 cm | 1
18-026-13 | Halsey TC-needle holder, serrated, 13 cm |  | 2
18-070-18 | Tönnis TC-needle holder, 18 cm |  | 2
17-701-19 | Reverdin-needle, Fig. 1, 19 cm |  | 1
40-873-16 | TC wire cutting forceps, double, 16 cm, | hard Ø 1.7 mm / soft Ø 2.0 mm | 1
40-293-15 | Lambotte osteotome, curved, 15 mm, 24 cm |  | 1
40-464-02 | Williger bone curette, Fig. 0/1, 13 cm |  | 1
40-463-05 | Hemingway bone curette, 17 cm, Fig. 0 |  | 2
40-355-16 | Williger periosteal elevator, 6 mm, 16 cm |  | 1
40-379-08 | Periosteal elevator, 8 mm, |  | 1
40-422-01 | Williger elevator, 5.5 mm, 16 cm |  | 1
40-774-20 | Tendon forceps, straight, 1 x 2, 20.5 cm |  | 1
40-653-05 | Ruskin bone rongeur, curved, 5 mm, 18 cm |  | 1
20-187-17 | Smithwick root retractor, 17 cm |  | 2
20-192-18 | Sachs hook, 18.5 cm |  | 2
15-766-14 | Allis tissue forceps, 4x5, straight, 15 cm |  | 1
33-133-22 | Kocher intestinal clamp, curved, 22 cm |  | 2
35-228-03 | Braun tenaculum forceps, 4 x 4 teeth, straight, | 15.5 cm | 1
27-500-02 | Plester sickle knife, curved, 16 cm |  | 1
22-002-08 | Castroviejo calliper, 20 mm, 8 cm |  | 1
10-609-01 | Bowman probe, German silver Fig. 00/0 |  | 1
26-524-02 | Killian nasal specula, 50 mm |  | 1
13-401-18 | Troeltsch dressing forceps, 18 cm |  | 1
26-663-18 | Freer elevator, sharp/blunt, 5 / 5 mm, 18 cm |  | 1
26-772-02 | Cottle skin hook, small curved, 15 cm |  | 2
26-070-14 | Sternberg cheek retractor, 14 cm |  | 1
26-073-16 | Young tongue holding forceps, 16 cm |  | 1
29-205-03 | Rowe Disimpaction forceps, left, Fig. 3 |  | 1
29-206-03 | Rowe Disimpaction forceps, right, Fig. 3 |  | 1
16-008-01 | Volkmann retractor, hollow handle, 1-prong, sharp | 22 cm | 1
26-160-01 | Luniatschek tonsil packer, Fig. 1, broad, 17.5 cm |  | 2
28-986-00 | Water syringe, metal, with cannula | 28-986-01 | 2
28-200-22 | Mouth mirror with thread, size 4, Ø 22 mm, | plane, pack à 12 pcs. | 2
28-200-90 | Mouth mirror handle, 125 mm |  | 2
28-200-91 AL | Mouth mirror handle, M 2.5, AMNOLINE |  | 2
28-307-01 | Tweezer "Flagg" serrated 16 cm | angled | 2
28-937-03 AL | Scaler # U15-33 | "Towner-Jacquette" | 1
28-900-09 | Explorer # 9 | single ended | 2
28-929-76 | Filling instrument, pear-shaped | 1,2 / 1,6 mm | 1
28-777-14 | Flat nose plier 14 cm |  | 1
51-103-06 | Round bowls, Ø 60 mm, H 34 mm, 0.05 l |  | 1
51-103-11 | Round bowls, Ø 100 mm, H 50 mm, 0.25 l |  | 2
51-107-02 | Jar without lid, Ø 50 x height 100 mm |  | 1
51-100-25 | Kidney bowls, 250 x 140 x 40 mm |  | 1
55-110-62 | Container bottom, aluminium, 600 x 272 x 138 mm, | non perforated | 1
55-110-90 | Container lid, aluminium, silver, 585 x 285 mm, | perforated | 1
55-190-05 | Wire basket, 480 x 245 x 50 mm |  | 2
55-820-03 | Identification label, red |  | 1
57-045-38 | ILIAC CREST EXTRACTION SET
16-005-06 | Kocher retractor, 6-prongs, sharp, 22 cm |  | 2
16-005-08 | Kocher retractor, 8-prongs, sharp, 22 cm |  | 2
16-007-06 | Kocher retractor, 6-prongs, blunt, 22 cm |  | 2
16-007-08 | Kocher retractor, 8-prongs, blunt, 22 cm |  | 2
16-027-03 | Kocher retractor, 60 x 25 mm, 23 cm |  | 1
16-255-31 | Beckmann self retaining retractor, sharp 4x4 teeth | hinged, 31 cm | 1
16-258-32 | Adson self retaining retractor, hinged, blunt, | 32 cm | 1
40-327-05 | Spongiosa gouge, curved, 5 mm, 25 cm |  | 1
40-327-10 | Spongiosa gouge, curved, 10 mm, 25 cm |  | 1
40-320-07 | Lexer osteotome, flat, 7 mm, 22 cm |  | 1
40-320-10 | Lexer osteotome, flat, 10 mm, 22 cm |  | 1
40-320-15 | Lexer osteotome, flat, 15 mm, 22 cm |  | 1
40-320-20 | Lexer osteotome, flat, 20 mm, 22 cm |  | 1
40-210-42 | Ferrozell mallet, Ø 40 mm, 250 g, 26 cm |  | 1
40-391-02 | Periosteal elevator Ferrozell, 14 mm round, 20 cm |  | 1
40-428-10 | Hohmann bone lever, 43 mm, 23.5 cm |  | 1
57-045-38 C | ILIAC CREST EXTRACTION SET, CONTAINER AND BASKET
16-005-06 | Kocher retractor, 6-prongs, sharp, 22 cm |  | 2
16-005-08 | Kocher retractor, 8-prongs, sharp, 22 cm |  | 2
16-007-06 | Kocher retractor, 6-prongs, blunt, 22 cm |  | 2
16-007-08 | Kocher retractor, 8-prongs, blunt, 22 cm |  | 2
16-027-03 | Kocher retractor, 60 x 25 mm, 23 cm |  | 1
16-255-31 | Beckmann self retaining retractor, sharp 4x4 teeth | hinged, 31 cm | 1
16-258-32 | Adson self retaining retractor, hinged, blunt, | 32 cm | 1
40-327-05 | Spongiosa gouge, curved, 5 mm, 25 cm |  | 1
40-327-10 | Spongiosa gouge, curved, 10 mm, 25 cm |  | 1
40-320-07 | Lexer osteotome, flat, 7 mm, 22 cm |  | 1
40-320-10 | Lexer osteotome, flat, 10 mm, 22 cm |  | 1
40-320-15 | Lexer osteotome, flat, 15 mm, 22 cm |  | 1
40-320-20 | Lexer osteotome, flat, 20 mm, 22 cm |  | 1
40-210-42 | Ferrozell mallet, Ø 40 mm, 250 g, 26 cm |  | 1
40-391-02 | Periosteal elevator Ferrozell, 14 mm round, 20 cm |  | 1
40-428-10 | Hohmann bone lever, 43 mm, 23.5 cm |  | 1
55-210-60 | Container bottom, aluminium, 475 x 272 x 96 mm, | non perforated | 1
55-210-90 | Container lid, aluminium, silver, 460 x 285 mm, | perforated | 1
55-290-05 | Wire basket, 405 x 245 x 50 mm |  | 1
55-820-03 | Identification label, red |  | 1
57-045-40 | RIB EXTRACTION SET ADULT
16-005-06 | Kocher retractor, 6-prongs, sharp, 22 cm |  | 2
16-005-08 | Kocher retractor, 8-prongs, sharp, 22 cm |  | 2
16-007-06 | Kocher retractor, 6-prongs, blunt, 22 cm |  | 2
16-007-08 | Kocher retractor, 8-prongs, blunt, 22 cm |  | 2
16-247-07 | Adson self retaining retractor, blunt, 3x4, 26 cm |  | 1
40-379-08 | Periosteal elevator, 8 mm, |  | 1
40-410-01 | Doyen periosteal elevator, adult, left, 17 cm |  | 1
40-410-02 | Doyen periosteal elevator, adult, right, 17 cm |  | 1
40-409-01 | Doyen periosteal elevator, child, left, 17 cm |  | 1
40-409-02 | Doyen periosteal elevator, child, right, 17 cm |  | 1
40-528-20 | Langenbeck bone holding forceps, 5 mm, 20 cm |  | 1
40-663-24 | Stille-Ruskin bone rongeur, curved, 23 cm |  | 1
40-664-22 | Luer-Stille bone rongeur, straight, 22 cm |  | 1
40-712-19 | Ruskin-Liston bone cutting forceps, straight, | 19 cm | 1
30-110-27 | Sauerbruch rip scissors, 27 cm |  | 1
30-241-00 | Finocchietto rip spreader, for adults, | rigid lateral blades 42 x 62 mm, spreading 185 mm | 1
26-845-21 | Rubin septum forceps, 21 cm |  | 1
57-045-40 C | RIB EXTRACTION SET ADULT, CONTAINER AND BASKET
16-005-06 | Kocher retractor, 6-prongs, sharp, 22 cm |  | 2
16-005-08 | Kocher retractor, 8-prongs, sharp, 22 cm |  | 2
16-007-06 | Kocher retractor, 6-prongs, blunt, 22 cm |  | 2
16-007-08 | Kocher retractor, 8-prongs, blunt, 22 cm |  | 2
16-247-07 | Adson self retaining retractor, blunt, 3x4, 26 cm |  | 1
40-379-08 | Periosteal elevator, 8 mm, |  | 1
40-410-01 | Doyen periosteal elevator, adult, left, 17 cm |  | 1
40-410-02 | Doyen periosteal elevator, adult, right, 17 cm |  | 1
40-409-01 | Doyen periosteal elevator, child, left, 17 cm |  | 1
40-409-02 | Doyen periosteal elevator, child, right, 17 cm |  | 1
40-528-20 | Langenbeck bone holding forceps, 5 mm, 20 cm |  | 1
40-663-24 | Stille-Ruskin bone rongeur, curved, 23 cm |  | 1
40-664-22 | Luer-Stille bone rongeur, straight, 22 cm |  | 1
40-712-19 | Ruskin-Liston bone cutting forceps, straight, | 19 cm | 1
30-110-27 | Sauerbruch rip scissors, 27 cm |  | 1
30-241-00 | Finocchietto rip spreader, for adults, | rigid lateral blades 42 x 62 mm, spreading 185 mm | 1
26-845-21 | Rubin septum forceps, 21 cm |  | 1
55-210-60 | Container bottom, aluminium, 475 x 272 x 96 mm, | non perforated | 1
55-210-90 | Container lid, aluminium, silver, 460 x 285 mm, | perforated | 1
55-290-05 | Wire basket, 405 x 245 x 50 mm |  | 1
55-820-03 | Identification label, red |  | 1
57-045-42 | RIB EXTRACTION SET CHILDREN
16-005-06 | Kocher retractor, 6-prongs, sharp, 22 cm |  | 2
16-005-08 | Kocher retractor, 8-prongs, sharp, 22 cm |  | 2
16-007-06 | Kocher retractor, 6-prongs, blunt, 22 cm |  | 2
16-244-20 | Weitlaner self retaining retractor, blunt, 3x4, |  | 1
40-379-08 | Periosteal elevator, 8 mm, |  | 1
40-410-01 | Doyen periosteal elevator, adult, left, 17 cm |  | 1
40-410-02 | Doyen periosteal elevator, adult, right, 17 cm |  | 1
40-409-01 | Doyen periosteal elevator, child, left, 17 cm |  | 1
40-409-02 | Doyen periosteal elevator, child, right, 17 cm |  | 1
40-528-20 | Langenbeck bone holding forceps, 5 mm, 20 cm |  | 1
40-653-05 | Ruskin bone rongeur, curved, 5 mm, 18 cm |  | 1
40-706-20 | Liston bone cutting forceps, straight, 20 cm |  | 1
30-101-22 | Bone / rip scissors, curved, 23 cm |  | 1
26-845-21 | Rubin septum forceps, 21 cm |  | 1
57-045-42 C | RIB EXTRACTION SET CHILDREN, CONTAINER AND BASKET
16-005-06 | Kocher retractor, 6-prongs, sharp, 22 cm |  | 2
16-005-08 | Kocher retractor, 8-prongs, sharp, 22 cm |  | 2
16-007-06 | Kocher retractor, 6-prongs, blunt, 22 cm |  | 2
16-244-20 | Weitlaner self retaining retractor, blunt, 3x4, |  | 1
40-379-08 | Periosteal elevator, 8 mm, |  | 1
40-410-01 | Doyen periosteal elevator, adult, left, 17 cm |  | 1
40-410-02 | Doyen periosteal elevator, adult, right, 17 cm |  | 1
40-409-01 | Doyen periosteal elevator, child, left, 17 cm |  | 1
40-409-02 | Doyen periosteal elevator, child, right, 17 cm |  | 1
40-528-20 | Langenbeck bone holding forceps, 5 mm, 20 cm |  | 1
40-653-05 | Ruskin bone rongeur, curved, 5 mm, 18 cm |  | 1
40-706-20 | Liston bone cutting forceps, straight, 20 cm |  | 1
30-101-22 | Bone / rip scissors, curved, 23 cm |  | 1
26-845-21 | Rubin septum forceps, 21 cm |  | 1
55-310-60 | Container bottom, aluminium, 310 x 272 x 96 mm, | non perforated | 1
55-310-90 | Container lid, aluminium, silver, 295 x 280 mm, | perforated | 1
55-390-05 | Wire basket, 246 x 246 x 50 mm |  | 1
55-820-03 | Identification label, red |  | 1
57-045-44 | SPLINT SET
11-715-12 | Beebe wire scissors, blunt, curved, 12 cm | one blade serrated | 2
15-825-13 | Tohoku towel forceps, 13 cm |  | 4
15-701-27 | Ulrich sponge forceps, curved, 26.5 cm |  | 1
16-025-07 | Kocher Langenbeck retractor, 70 x 14 mm 21.5 cm |  | 2
16-035-02 | Middeldorpf retractor, 20x22 mm, 22 cm |  | 2
16-073-01 | Haberer-spatula, malleable, 200x17/25 mm |  | 1
17-054-17 | Mathieu needle holder, delicate, 17 cm |  | 2
40-873-16 | TC wire cutting forceps, double, 16 cm, | hard Ø 1.7 mm / soft Ø 2.0 mm | 1
40-821-03 | Bone wire, soft, coil, 10 m x 0.3 mm |  | 1
40-821-04 | Bone wire, soft, coil, 10 m x 0.4 mm |  | 1
26-028-12 | Denhard mouth gag with changeable silicon inserts, | 12.5 cm | 1
26-070-14 | Sternberg cheek retractor, 14 cm |  | 1
26-160-01 | Luniatschek tonsil packer, Fig. 1, broad, 17.5 cm |  | 2
28-986-00 | Water syringe, metal, with cannula | 28-986-01 | 2
28-200-91 AL | Mouth mirror handle, M 2.5, AMNOLINE |  | 1
28-307-01 | Tweezer "Flagg" serrated 16 cm | angled | 1
28-900-09 | Explorer # 9 | single ended | 1
28-928-44 | Filling instrument, spatulate # 5 | 3,2 / 3,2 mm | 1
28-777-14 | Flat nose plier 14 cm |  | 1
57-045-44 C | SPLINT SET, CONTAINER AND BASKET
11-715-12 | Beebe wire scissors, blunt, curved, 12 cm | one blade serrated | 2
15-825-13 | Tohoku towel forceps, 13 cm |  | 4
15-701-27 | Ulrich sponge forceps, curved, 26.5 cm |  | 1
16-025-07 | Kocher Langenbeck retractor, 70 x 14 mm 21.5 cm |  | 2
16-035-02 | Middeldorpf retractor, 20x22 mm, 22 cm |  | 2
16-073-01 | Haberer-spatula, malleable, 200x17/25 mm |  | 1
17-054-17 | Mathieu needle holder, delicate, 17 cm |  | 2
40-873-16 | TC wire cutting forceps, double, 16 cm, | hard Ø 1.7 mm / soft Ø 2.0 mm | 1
40-821-03 | Bone wire, soft, coil, 10 m x 0.3 mm |  | 1
40-821-04 | Bone wire, soft, coil, 10 m x 0.4 mm |  | 1
26-028-12 | Denhard mouth gag with changeable silicon inserts, | 12.5 cm | 1
26-070-14 | Sternberg cheek retractor, 14 cm |  | 1
26-160-01 | Luniatschek tonsil packer, Fig. 1, broad, 17.5 cm |  | 2
28-986-00 | Water syringe, metal, with cannula | 28-986-01 | 2
28-200-91 AL | Mouth mirror handle, M 2.5, AMNOLINE |  | 1
28-307-01 | Tweezer "Flagg" serrated 16 cm | angled | 1
28-900-09 | Explorer # 9 | single ended | 1
28-928-44 | Filling instrument, spatulate # 5 | 3,2 / 3,2 mm | 1
28-777-14 | Flat nose plier 14 cm |  | 1
55-210-60 | Container bottom, aluminium, 475 x 272 x 96 mm, | non perforated | 1
55-210-90 | Container lid, aluminium, silver, 460 x 285 mm, | perforated | 1
55-290-05 | Wire basket, 405 x 245 x 50 mm |  | 1
55-820-03 | Identification label, red |  | 1
57-045-46 | ZYGOMATIC BONE REPOSITION, WIRE LIGATURE
10-103-01 | Scalpel handle, standard No. 3 |  | 3
11-249-15 | Reynolds scissors, curved, 15 cm |  | 1
11-715-12 | Beebe wire scissors, blunt, curved, 12 cm | one blade serrated | 2
12-731-17 W | TC Mayo ligature scissors, curved, 17 cm W |  | 1
13-002-16 | Dressing forceps delicate, straight, 16 cm |  | 1
13-152-15 | Gillies dissecting forceps, 1x2, 15 cm with pin |  | 2
13-144-12 | Micro-Adson forceps, 1x2, 12 cm |  | 1
15-061-12 | Halsted-Mosquito forceps, curved, 12.5 cm |  | 1
15-825-10 | Tohoku towel forceps, 10 cm |  | 4
15-701-27 | Ulrich sponge forceps, curved, 26.5 cm |  | 1
15-710-17 | Martin Foreign body forceps, straight, 17 cm |  | 2
16-117-04 | Hook, fine, 4 prongs, sharp, 16 cm |  | 2
16-119-01 | retractor, 2 prongs, blunt, 14x8 mm, 16 cm |  | 2
16-124-01 | Trachea hook, sharp, 1-prong, 16.5 cm |  | 1
16-010-01 | Volkmann retractor, sharp, large curve, 22 cm |  | 1
16-005-01 | Kocher retractor, 1-prong, sharp, 22 cm |  | 2
16-073-01 | Haberer-spatula, malleable, 200x17/25 mm |  | 2
17-054-17 | Mathieu needle holder, delicate, 17 cm |  | 2
18-012-15 | Crile-Wood TC-needle holder, 15 cm |  | 1
18-070-18 | Tönnis TC-needle holder, 18 cm |  | 1
40-821-04 | Bone wire, soft, coil, 10 m x 0.4 mm |  | 1
40-355-16 | Williger periosteal elevator, 6 mm, 16 cm |  | 1
26-663-18 | Freer elevator, sharp/blunt, 5 / 5 mm, 18 cm |  | 1
26-160-01 | Luniatschek tonsil packer, Fig. 1, broad, 17.5 cm |  | 2
28-986-00 | Water syringe, metal, with cannula | 28-986-01 | 2
28-200-91 AL | Mouth mirror handle, M 2.5, AMNOLINE |  | 1
28-900-09 | Explorer # 9 | single ended | 1
57-045-46 C | ZYGOMATIC BONE REPOSITION, WIRE LIGATURE, CONTAINER AND BASKET
10-103-01 | Scalpel handle, standard No. 3 |  | 3
11-249-15 | Reynolds scissors, curved, 15 cm |  | 1
11-715-12 | Beebe wire scissors, blunt, curved, 12 cm | one blade serrated | 2
12-731-17 W | TC Mayo ligature scissors, curved, 17 cm W |  | 1
13-002-16 | Dressing forceps delicate, straight, 16 cm |  | 1
13-152-15 | Gillies dissecting forceps, 1x2, 15 cm with pin |  | 2
13-144-12 | Micro-Adson forceps, 1x2, 12 cm |  | 1
15-061-12 | Halsted-Mosquito forceps, curved, 12.5 cm |  | 1
15-825-10 | Tohoku towel forceps, 10 cm |  | 4
15-701-27 | Ulrich sponge forceps, curved, 26.5 cm |  | 1
15-710-17 | Martin Foreign body forceps, straight, 17 cm |  | 2
16-117-04 | Hook, fine, 4 prongs, sharp, 16 cm |  | 2
16-119-01 | retractor, 2 prongs, blunt, 14x8 mm, 16 cm |  | 2
16-124-01 | Trachea hook, sharp, 1-prong, 16.5 cm |  | 1
16-010-01 | Volkmann retractor, sharp, large curve, 22 cm |  | 1
16-005-01 | Kocher retractor, 1-prong, sharp, 22 cm |  | 2
16-073-01 | Haberer-spatula, malleable, 200x17/25 mm |  | 2
17-054-17 | Mathieu needle holder, delicate, 17 cm |  | 2
18-012-15 | Crile-Wood TC-needle holder, 15 cm |  | 1
18-070-18 | Tönnis TC-needle holder, 18 cm |  | 1
40-821-04 | Bone wire, soft, coil, 10 m x 0.4 mm |  | 1
40-355-16 | Williger periosteal elevator, 6 mm, 16 cm |  | 1
26-663-18 | Freer elevator, sharp/blunt, 5 / 5 mm, 18 cm |  | 1
26-160-01 | Luniatschek tonsil packer, Fig. 1, broad, 17.5 cm |  | 2
28-986-00 | Water syringe, metal, with cannula | 28-986-01 | 2
28-200-91 AL | Mouth mirror handle, M 2.5, AMNOLINE |  | 1
28-900-09 | Explorer # 9 | single ended | 1
55-210-60 | Container bottom, aluminium, 475 x 272 x 96 mm, | non perforated | 1
55-210-90 | Container lid, aluminium, silver, 460 x 285 mm, | perforated | 1
55-290-05 | Wire basket, 405 x 245 x 50 mm |  | 1
55-820-03 | Identification label, red |  | 1
57-045-48 | CRANIOFACIAL SUSPENSION SET
10-103-01 | Scalpel handle, standard No. 3 |  | 3
11-249-15 | Reynolds scissors, curved, 15 cm |  | 1
11-715-12 | Beebe wire scissors, blunt, curved, 12 cm | one blade serrated | 2
12-731-17 W | TC Mayo ligature scissors, curved, 17 cm W |  | 1
13-002-16 | Dressing forceps delicate, straight, 16 cm |  | 1
13-152-15 | Gillies dissecting forceps, 1x2, 15 cm with pin |  | 2
13-144-12 | Micro-Adson forceps, 1x2, 12 cm |  | 1
15-825-10 | Tohoku towel forceps, 10 cm |  | 4
15-701-27 | Ulrich sponge forceps, curved, 26.5 cm |  | 1
15-703-20 | Gross-Maier sponge forceps, curved, 20 cm |  | 2
16-119-01 | retractor, 2 prongs, blunt, 14x8 mm, 16 cm |  | 2
16-124-01 | Trachea hook, sharp, 1-prong, 16.5 cm |  | 1
16-124-04 | Trachea hook, sharp, 4-prongs, 16.5 cm |  | 2
16-010-01 | Volkmann retractor, sharp, large curve, 22 cm |  | 1
16-005-01 | Kocher retractor, 1-prong, sharp, 22 cm |  | 2
16-025-07 | Kocher Langenbeck retractor, 70 x 14 mm 21.5 cm |  | 1
16-035-02 | Middeldorpf retractor, 20x22 mm, 22 cm |  | 1
16-073-01 | Haberer-spatula, malleable, 200x17/25 mm |  | 2
10-902-10 | Frazier suction tube, 30°, 13 cm, 10 Charr. |  | 1
17-054-17 | Mathieu needle holder, delicate, 17 cm |  | 2
18-012-15 | Crile-Wood TC-needle holder, 15 cm |  | 1
18-070-18 | Tönnis TC-needle holder, 18 cm |  | 1
40-821-04 | Bone wire, soft, coil, 10 m x 0.4 mm |  | 1
40-821-05 | Bone wire, soft, coil, 10 m x 0.5 mm |  | 1
40-355-16 | Williger periosteal elevator, 6 mm, 16 cm |  | 1
26-663-18 | Freer elevator, sharp/blunt, 5 / 5 mm, 18 cm |  | 1
26-160-01 | Luniatschek tonsil packer, Fig. 1, broad, 17.5 cm |  | 2
28-200-91 AL | Mouth mirror handle, M 2.5, AMNOLINE |  | 1
28-900-09 | Explorer # 9 | single ended | 1
57-045-48 C | CRANIOFACIAL SUSPENSION SET, CONTAINER AND BASKET
10-103-01 | Scalpel handle, standard No. 3 |  | 3
11-249-15 | Reynolds scissors, curved, 15 cm |  | 1
11-715-12 | Beebe wire scissors, blunt, curved, 12 cm | one blade serrated | 2
12-731-17 W | TC Mayo ligature scissors, curved, 17 cm W |  | 1
13-002-16 | Dressing forceps delicate, straight, 16 cm |  | 1
13-152-15 | Gillies dissecting forceps, 1x2, 15 cm with pin |  | 2
13-144-12 | Micro-Adson forceps, 1x2, 12 cm |  | 1
15-825-10 | Tohoku towel forceps, 10 cm |  | 4
15-701-27 | Ulrich sponge forceps, curved, 26.5 cm |  | 1
15-703-20 | Gross-Maier sponge forceps, curved, 20 cm |  | 2
16-119-01 | retractor, 2 prongs, blunt, 14x8 mm, 16 cm |  | 2
16-124-01 | Trachea hook, sharp, 1-prong, 16.5 cm |  | 1
16-124-04 | Trachea hook, sharp, 4-prongs, 16.5 cm |  | 2
16-010-01 | Volkmann retractor, sharp, large curve, 22 cm |  | 1
16-005-01 | Kocher retractor, 1-prong, sharp, 22 cm |  | 2
16-025-07 | Kocher Langenbeck retractor, 70 x 14 mm 21.5 cm |  | 1
16-035-02 | Middeldorpf retractor, 20x22 mm, 22 cm |  | 1
16-073-01 | Haberer-spatula, malleable, 200x17/25 mm |  | 2
10-902-10 | Frazier suction tube, 30°, 13 cm, 10 Charr. |  | 1
17-054-17 | Mathieu needle holder, delicate, 17 cm |  | 2
18-012-15 | Crile-Wood TC-needle holder, 15 cm |  | 1
18-070-18 | Tönnis TC-needle holder, 18 cm |  | 1
40-821-04 | Bone wire, soft, coil, 10 m x 0.4 mm |  | 1
40-821-05 | Bone wire, soft, coil, 10 m x 0.5 mm |  | 1
40-355-16 | Williger periosteal elevator, 6 mm, 16 cm |  | 1
26-663-18 | Freer elevator, sharp/blunt, 5 / 5 mm, 18 cm |  | 1
26-160-01 | Luniatschek tonsil packer, Fig. 1, broad, 17.5 cm |  | 2
28-200-91 AL | Mouth mirror handle, M 2.5, AMNOLINE |  | 1
28-900-09 | Explorer # 9 | single ended | 1
55-210-60 | Container bottom, aluminium, 475 x 272 x 96 mm, | non perforated | 1
55-210-90 | Container lid, aluminium, silver, 460 x 285 mm, | perforated | 1
55-290-05 | Wire basket, 405 x 245 x 50 mm |  | 1
55-820-03 | Identification label, red |  | 1
57-045-50 | PROGENIA SET
10-103-06 | Scalpel handle No. 7 |  | 1
11-401-16 | Kelly scissors, curved, 16 cm |  | 1
11-715-12 | Beebe wire scissors, blunt, curved, 12 cm | one blade serrated | 2
12-731-17 W | TC Mayo ligature scissors, curved, 17 cm W |  | 1
13-064-18 | Potts-Smith forceps, straight, 18 cm |  | 1
13-164-18 | Potts-Smith dissecting forceps, straight, 18 cm |  | 1
15-026-18 | Halsted-Mosquito forceps, straight, 18 cm |  | 2
15-110-14 | Kocher forceps, delicate, straight, 14 cm |  | 2
15-825-10 | Tohoku towel forceps, 10 cm |  | 4
15-701-27 | Ulrich sponge forceps, curved, 26.5 cm |  | 1
15-703-20 | Gross-Maier sponge forceps, curved, 20 cm |  | 2
16-025-07 | Kocher Langenbeck retractor, 70 x 14 mm 21.5 cm |  | 2
16-035-02 | Middeldorpf retractor, 20x22 mm, 22 cm |  | 2
16-073-01 | Haberer-spatula, malleable, 200x17/25 mm |  | 1
10-902-10 | Frazier suction tube, 30°, 13 cm, 10 Charr. |  | 1
17-054-17 | Mathieu needle holder, delicate, 17 cm |  | 2
18-070-18 | Tönnis TC-needle holder, 18 cm |  | 1
40-821-04 | Bone wire, soft, coil, 10 m x 0.4 mm |  | 1
40-277-06 | Mini-Lambotte osteotome, 6 mm, 17 cm |  | 1
40-210-42 | Ferrozell mallet, Ø 40 mm, 250 g, 26 cm |  | 1
40-404-21 | Sedillot periosteal elevator, 14 mm, 21 cm |  | 1
40-355-16 | Williger periosteal elevator, 6 mm, 16 cm |  | 1
40-379-08 | Periosteal elevator, 8 mm, |  | 1
40-528-20 | Langenbeck bone holding forceps, 5 mm, 20 cm |  | 1
40-622-20 | Lempert bone rongeur, straight, 20 cm |  | 1
26-663-18 | Freer elevator, sharp/blunt, 5 / 5 mm, 18 cm |  | 1
26-028-12 | Denhard mouth gag with changeable silicon inserts, | 12.5 cm | 1
16-141-03 | Langenbeck-Green retractor 16x6 mm, 16 cm |  | 1
16-140-20 | Mini-Langenbeck retractor, 20 x 6 mm, 16 cm |  | 1
26-160-01 | Luniatschek tonsil packer, Fig. 1, broad, 17.5 cm |  | 2
28-986-00 | Water syringe, metal, with cannula | 28-986-01 | 2
28-200-91 AL | Mouth mirror handle, M 2.5, AMNOLINE |  | 1
28-900-09 | Explorer # 9 | single ended | 1
16-022-60 | Obwegeser Ramus retractor, 11/15 x 70 mm 24.5 cm |  | 1
40-295-01 | Obwegeser osteotome, curved, 11 mm, 23.5 cm |  | 1
57-045-50 C | PROGENIA SET, CONTAINER AND BASKET
10-103-06 | Scalpel handle No. 7 |  | 1
11-401-16 | Kelly scissors, curved, 16 cm |  | 1
11-715-12 | Beebe wire scissors, blunt, curved, 12 cm | one blade serrated | 2
12-731-17 W | TC Mayo ligature scissors, curved, 17 cm W |  | 1
13-064-18 | Potts-Smith forceps, straight, 18 cm |  | 1
13-164-18 | Potts-Smith dissecting forceps, straight, 18 cm |  | 1
15-026-18 | Halsted-Mosquito forceps, straight, 18 cm |  | 2
15-110-14 | Kocher forceps, delicate, straight, 14 cm |  | 2
15-825-10 | Tohoku towel forceps, 10 cm |  | 4
15-701-27 | Ulrich sponge forceps, curved, 26.5 cm |  | 1
15-703-20 | Gross-Maier sponge forceps, curved, 20 cm |  | 2
16-025-07 | Kocher Langenbeck retractor, 70 x 14 mm 21.5 cm |  | 2
16-035-02 | Middeldorpf retractor, 20x22 mm, 22 cm |  | 2
16-073-01 | Haberer-spatula, malleable, 200x17/25 mm |  | 1
10-902-10 | Frazier suction tube, 30°, 13 cm, 10 Charr. |  | 1
17-054-17 | Mathieu needle holder, delicate, 17 cm |  | 2
18-070-18 | Tönnis TC-needle holder, 18 cm |  | 1
40-821-04 | Bone wire, soft, coil, 10 m x 0.4 mm |  | 1
40-277-06 | Mini-Lambotte osteotome, 6 mm, 17 cm |  | 1
40-210-42 | Ferrozell mallet, Ø 40 mm, 250 g, 26 cm |  | 1
40-404-21 | Sedillot periosteal elevator, 14 mm, 21 cm |  | 1
40-355-16 | Williger periosteal elevator, 6 mm, 16 cm |  | 1
40-379-08 | Periosteal elevator, 8 mm, |  | 1
40-528-20 | Langenbeck bone holding forceps, 5 mm, 20 cm |  | 1
40-622-20 | Lempert bone rongeur, straight, 20 cm |  | 1
26-663-18 | Freer elevator, sharp/blunt, 5 / 5 mm, 18 cm |  | 1
26-028-12 | Denhard mouth gag with changeable silicon inserts, | 12.5 cm | 1
16-141-03 | Langenbeck-Green retractor 16x6 mm, 16 cm |  | 1
16-140-20 | Mini-Langenbeck retractor, 20 x 6 mm, 16 cm |  | 1
26-160-01 | Luniatschek tonsil packer, Fig. 1, broad, 17.5 cm |  | 2
28-986-00 | Water syringe, metal, with cannula | 28-986-01 | 2
28-200-91 AL | Mouth mirror handle, M 2.5, AMNOLINE |  | 1
28-900-09 | Explorer # 9 | single ended | 1
16-022-60 | Obwegeser Ramus retractor, 11/15 x 70 mm 24.5 cm |  | 1
40-295-01 | Obwegeser osteotome, curved, 11 mm, 23.5 cm |  | 1
55-210-60 | Container bottom, aluminium, 475 x 272 x 96 mm, | non perforated | 1
55-210-90 | Container lid, aluminium, silver, 460 x 285 mm, | perforated | 1
55-290-05 | Wire basket, 405 x 245 x 50 mm |  | 1
55-820-03 | Identification label, red |  | 1
57-045-52 | PROGNATIC SET
10-103-01 | Scalpel handle, standard No. 3 |  | 1
11-401-16 | Kelly scissors, curved, 16 cm |  | 1
11-249-15 | Reynolds scissors, curved, 15 cm |  | 1
11-331-16 | Cottle nasal scissors, angled, 16 cm |  | 1
11-715-12 | Beebe wire scissors, blunt, curved, 12 cm | one blade serrated | 2
12-731-17 W | TC Mayo ligature scissors, curved, 17 cm W |  | 1
13-002-16 | Dressing forceps delicate, straight, 16 cm |  | 1
13-152-15 | Gillies dissecting forceps, 1x2, 15 cm with pin |  | 2
15-825-10 | Tohoku towel forceps, 10 cm |  | 4
15-701-27 | Ulrich sponge forceps, curved, 26.5 cm |  | 1
15-703-20 | Gross-Maier sponge forceps, curved, 20 cm |  | 2
16-005-01 | Kocher retractor, 1-prong, sharp, 22 cm |  | 2
16-025-07 | Kocher Langenbeck retractor, 70 x 14 mm 21.5 cm |  | 2
16-035-02 | Middeldorpf retractor, 20x22 mm, 22 cm |  | 2
16-073-01 | Haberer-spatula, malleable, 200x17/25 mm |  | 1
10-902-10 | Frazier suction tube, 30°, 13 cm, 10 Charr. |  | 1
17-054-17 | Mathieu needle holder, delicate, 17 cm |  | 2
18-070-18 | Tönnis TC-needle holder, 18 cm |  | 1
40-821-03 | Bone wire, soft, coil, 10 m x 0.3 mm |  | 1
40-821-04 | Bone wire, soft, coil, 10 m x 0.4 mm |  | 1
40-355-16 | Williger periosteal elevator, 6 mm, 16 cm |  | 1
40-379-08 | Periosteal elevator, 8 mm, |  | 1
40-528-20 | Langenbeck bone holding forceps, 5 mm, 20 cm |  | 1
40-622-20 | Lempert bone rongeur, straight, 20 cm |  | 1
26-841-20 | Caplan septum scissors, one blade serrated, 20 cm |  | 1
26-663-18 | Freer elevator, sharp/blunt, 5 / 5 mm, 18 cm |  | 1
26-028-12 | Denhard mouth gag with changeable silicon inserts, | 12.5 cm | 1
26-160-01 | Luniatschek tonsil packer, Fig. 1, broad, 17.5 cm |  | 2
28-000-07 | English extracting forceps, Fig. 7 |  | 1
28-200-91 AL | Mouth mirror handle, M 2.5, AMNOLINE |  | 1
28-900-09 | Explorer # 9 | single ended | 1
40-295-01 | Obwegeser osteotome, curved, 11 mm, 23.5 cm |  | 1
57-045-52 C | PROGNATIC SET, CONTAINER AND BASKET
10-103-01 | Scalpel handle, standard No. 3 |  | 1
11-401-16 | Kelly scissors, curved, 16 cm |  | 1
11-249-15 | Reynolds scissors, curved, 15 cm |  | 1
11-331-16 | Cottle nasal scissors, angled, 16 cm |  | 1
11-715-12 | Beebe wire scissors, blunt, curved, 12 cm | one blade serrated | 2
12-731-17 W | TC Mayo ligature scissors, curved, 17 cm W |  | 1
13-002-16 | Dressing forceps delicate, straight, 16 cm |  | 1
13-152-15 | Gillies dissecting forceps, 1x2, 15 cm with pin |  | 2
15-825-10 | Tohoku towel forceps, 10 cm |  | 4
15-701-27 | Ulrich sponge forceps, curved, 26.5 cm |  | 1
15-703-20 | Gross-Maier sponge forceps, curved, 20 cm |  | 2
16-005-01 | Kocher retractor, 1-prong, sharp, 22 cm |  | 2
16-025-07 | Kocher Langenbeck retractor, 70 x 14 mm 21.5 cm |  | 2
16-035-02 | Middeldorpf retractor, 20x22 mm, 22 cm |  | 2
16-073-01 | Haberer-spatula, malleable, 200x17/25 mm |  | 1
10-902-10 | Frazier suction tube, 30°, 13 cm, 10 Charr. |  | 1
17-054-17 | Mathieu needle holder, delicate, 17 cm |  | 2
18-070-18 | Tönnis TC-needle holder, 18 cm |  | 1
40-821-03 | Bone wire, soft, coil, 10 m x 0.3 mm |  | 1
40-821-04 | Bone wire, soft, coil, 10 m x 0.4 mm |  | 1
40-355-16 | Williger periosteal elevator, 6 mm, 16 cm |  | 1
40-379-08 | Periosteal elevator, 8 mm, |  | 1
40-528-20 | Langenbeck bone holding forceps, 5 mm, 20 cm |  | 1
40-622-20 | Lempert bone rongeur, straight, 20 cm |  | 1
26-841-20 | Caplan septum scissors, one blade serrated, 20 cm |  | 1
26-663-18 | Freer elevator, sharp/blunt, 5 / 5 mm, 18 cm |  | 1
26-028-12 | Denhard mouth gag with changeable silicon inserts, | 12.5 cm | 1
26-160-01 | Luniatschek tonsil packer, Fig. 1, broad, 17.5 cm |  | 2
28-000-07 | English extracting forceps, Fig. 7 |  | 1
28-200-91 AL | Mouth mirror handle, M 2.5, AMNOLINE |  | 1
28-900-09 | Explorer # 9 | single ended | 1
40-295-01 | Obwegeser osteotome, curved, 11 mm, 23.5 cm |  | 1
55-210-60 | Container bottom, aluminium, 475 x 272 x 96 mm, | non perforated | 1
55-210-90 | Container lid, aluminium, silver, 460 x 285 mm, | perforated | 1
55-290-05 | Wire basket, 405 x 245 x 50 mm |  | 1
55-820-03 | Identification label, red |  | 1
57-045-54 | LIP PLASTY SET
10-103-01 | Scalpel handle, standard No. 3 |  | 2
11-249-15 | Reynolds scissors, curved, 15 cm |  | 1
12-731-17 W | TC Mayo ligature scissors, curved, 17 cm W |  | 1
15-825-10 | Tohoku towel forceps, 10 cm |  | 4
15-701-27 | Ulrich sponge forceps, curved, 26.5 cm |  | 1
15-703-20 | Gross-Maier sponge forceps, curved, 20 cm |  | 2
16-119-01 | retractor, 2 prongs, blunt, 14x8 mm, 16 cm |  | 2
10-032-20 | Ruler, 20 cm |  | 1
17-623-15 | Castroviejo micro needle holder with catch, | curved, tapered jaw, 11 x 0.75 mm, 14 cm | 1
22-428-14 | Axenfeld hook 2-prongs, sharp |  | 2
22-002-08 | Castroviejo calliper, 20 mm, 8 cm |  | 1
13-135-11 | Graefe forceps, curved, 1.0 mm, 10 cm 1x2 teeth |  | 1
26-663-18 | Freer elevator, sharp/blunt, 5 / 5 mm, 18 cm |  | 1
26-772-03 | Cottle skin hook, large curved, 15 cm |  | 2
57-045-54 C | LIP PLASTY SET, CONTAINER AND BASKET
10-103-01 | Scalpel handle, standard No. 3 |  | 2
11-249-15 | Reynolds scissors, curved, 15 cm |  | 1
12-731-17 W | TC Mayo ligature scissors, curved, 17 cm W |  | 1
15-825-10 | Tohoku towel forceps, 10 cm |  | 4
15-701-27 | Ulrich sponge forceps, curved, 26.5 cm |  | 1
15-703-20 | Gross-Maier sponge forceps, curved, 20 cm |  | 2
16-119-01 | retractor, 2 prongs, blunt, 14x8 mm, 16 cm |  | 2
10-032-20 | Ruler, 20 cm |  | 1
17-623-15 | Castroviejo micro needle holder with catch, | curved, tapered jaw, 11 x 0.75 mm, 14 cm | 1
22-428-14 | Axenfeld hook 2-prongs, sharp |  | 2
22-002-08 | Castroviejo calliper, 20 mm, 8 cm |  | 1
13-135-11 | Graefe forceps, curved, 1.0 mm, 10 cm 1x2 teeth |  | 1
26-663-18 | Freer elevator, sharp/blunt, 5 / 5 mm, 18 cm |  | 1
26-772-03 | Cottle skin hook, large curved, 15 cm |  | 2
55-210-60 | Container bottom, aluminium, 475 x 272 x 96 mm, | non perforated | 1
55-210-90 | Container lid, aluminium, silver, 460 x 285 mm, | perforated | 1
55-290-05 | Wire basket, 405 x 245 x 50 mm |  | 1
55-820-03 | Identification label, red |  | 1
57-045-56 | SINUS SURGERY SET
10-103-01 | Scalpel handle, standard No. 3 |  | 2
11-401-16 | Kelly scissors, curved, 16 cm |  | 1
13-002-16 | Dressing forceps delicate, straight, 16 cm |  | 1
13-152-15 | Gillies dissecting forceps, 1x2, 15 cm with pin |  | 2
15-825-10 | Tohoku towel forceps, 10 cm |  | 4
15-701-27 | Ulrich sponge forceps, curved, 26.5 cm |  | 1
15-703-20 | Gross-Maier sponge forceps, curved, 20 cm |  | 2
16-025-07 | Kocher Langenbeck retractor, 70 x 14 mm 21.5 cm |  | 2
16-035-02 | Middeldorpf retractor, 20x22 mm, 22 cm |  | 2
18-070-18 | Tönnis TC-needle holder, 18 cm |  | 1
40-485-02 | Bone curette, model "USA", right curved, Fig. 2, | 16 cm | 1
40-486-02 | Bone curette, model "USA", left curved, Fig. 2, | 16 cm | 1
40-470-01 | Halle bone currette, malleable, Fig. 1, 4 mm, | 21 cm | 1
40-355-16 | Williger periosteal elevator, 6 mm, 16 cm |  | 1
26-524-02 | Killian nasal specula, 50 mm |  | 1
13-401-18 | Troeltsch dressing forceps, 18 cm |  | 1
40-045-03 | Takahashi forceps, 120 mm, 3 mm, 45° up |  | 1
40-036-36 | Weil-Blakesley forceps, 120 mm, 3.6 mm, straight |  | 1
40-006-40 | Hajek-Kofler punch, 140 mm, 4.0 mm, 90° up |  | 1
40-007-40 | Hajek-Kofler punch, 140 mm, 4.0 mm, 90° down |  | 1
26-663-18 | Freer elevator, sharp/blunt, 5 / 5 mm, 18 cm |  | 1
28-986-00 | Water syringe, metal, with cannula | 28-986-01 | 2
57-045-56 C | SINUS SURGERY SET, CONTAINER AND BASKET
10-103-01 | Scalpel handle, standard No. 3 |  | 2
11-401-16 | Kelly scissors, curved, 16 cm |  | 1
13-002-16 | Dressing forceps delicate, straight, 16 cm |  | 1
13-152-15 | Gillies dissecting forceps, 1x2, 15 cm with pin |  | 2
15-825-10 | Tohoku towel forceps, 10 cm |  | 4
15-701-27 | Ulrich sponge forceps, curved, 26.5 cm |  | 1
15-703-20 | Gross-Maier sponge forceps, curved, 20 cm |  | 2
16-025-07 | Kocher Langenbeck retractor, 70 x 14 mm 21.5 cm |  | 2
16-035-02 | Middeldorpf retractor, 20x22 mm, 22 cm |  | 2
18-070-18 | Tönnis TC-needle holder, 18 cm |  | 1
40-485-02 | Bone curette, model "USA", right curved, Fig. 2, | 16 cm | 1
40-486-02 | Bone curette, model "USA", left curved, Fig. 2, | 16 cm | 1
40-470-01 | Halle bone currette, malleable, Fig. 1, 4 mm, | 21 cm | 1
40-355-16 | Williger periosteal elevator, 6 mm, 16 cm |  | 1
26-524-02 | Killian nasal specula, 50 mm |  | 1
13-401-18 | Troeltsch dressing forceps, 18 cm |  | 1
40-045-03 | Takahashi forceps, 120 mm, 3 mm, 45° up |  | 1
40-036-36 | Weil-Blakesley forceps, 120 mm, 3.6 mm, straight |  | 1
40-006-40 | Hajek-Kofler punch, 140 mm, 4.0 mm, 90° up |  | 1
40-007-40 | Hajek-Kofler punch, 140 mm, 4.0 mm, 90° down |  | 1
26-663-18 | Freer elevator, sharp/blunt, 5 / 5 mm, 18 cm |  | 1
28-986-00 | Water syringe, metal, with cannula | 28-986-01 | 2
55-510-61 | Container bottom, aluminium, 320 x 186 x 59 mm, | non perforated - for Special container | 1
55-510-90 | Container lid, aluminium, silver, 325 x 192 mm, | perforated - for Special container | 1
55-525-05 | Stainless steel tray 275 x 175 x 45mm, without lid |  | 1
55-820-03 | Identification label, red |  | 1
57-045-58 | SPLIT SKIN PLASTY SET
11-401-16 | Kelly scissors, curved, 16 cm |  | 1
13-152-15 | Gillies dissecting forceps, 1x2, 15 cm with pin |  | 2
28-930-01 | Cement spatula 5.0 mm |  | 2
57-045-58 C | SPLIT SKIN PLASTY SET, CONTAINER AND BASKET
11-401-16 | Kelly scissors, curved, 16 cm |  | 1
13-152-15 | Gillies dissecting forceps, 1x2, 15 cm with pin |  | 2
28-930-01 | Cement spatula 5.0 mm |  | 2
55-510-61 | Container bottom, aluminium, 320 x 186 x 59 mm, | non perforated - for Special container | 1
55-510-90 | Container lid, aluminium, silver, 325 x 192 mm, | perforated - for Special container | 1
55-525-05 | Stainless steel tray 275 x 175 x 45mm, without lid |  | 1
55-820-03 | Identification label, red |  | 1
57-045-60 | MOUTH FLOOR DROP SET
10-103-01 | Scalpel handle, standard No. 3 |  | 1
11-201-18 | Metzenbaum scissors, curved, Fig. 1, 18 cm |  | 1
11-249-15 | Reynolds scissors, curved, 15 cm |  | 1
12-731-17 W | TC Mayo ligature scissors, curved, 17 cm W |  | 1
13-002-16 | Dressing forceps delicate, straight, 16 cm |  | 1
13-152-15 | Gillies dissecting forceps, 1x2, 15 cm with pin |  | 2
15-160-12 | Halsted-Mosquito forceps, straight, 1x2, 12 cm |  | 6
15-825-10 | Tohoku towel forceps, 10 cm |  | 4
15-701-27 | Ulrich sponge forceps, curved, 26.5 cm |  | 1
15-703-20 | Gross-Maier sponge forceps, curved, 20 cm |  | 2
16-025-07 | Kocher Langenbeck retractor, 70 x 14 mm 21.5 cm |  | 2
16-035-02 | Middeldorpf retractor, 20x22 mm, 22 cm |  | 2
16-073-01 | Haberer-spatula, malleable, 200x17/25 mm |  | 1
18-070-18 | Tönnis TC-needle holder, 18 cm |  | 1
17-701-19 | Reverdin-needle, Fig. 1, 19 cm |  | 1
40-355-16 | Williger periosteal elevator, 6 mm, 16 cm |  | 1
40-379-08 | Periosteal elevator, 8 mm, |  | 1
26-028-12 | Denhard mouth gag with changeable silicon inserts, | 12.5 cm | 1
57-045-60 C | MOUTH FLOOR DROP SET, CONTAINER AND BASKET
10-103-01 | Scalpel handle, standard No. 3 |  | 1
11-201-18 | Metzenbaum scissors, curved, Fig. 1, 18 cm |  | 1
11-249-15 | Reynolds scissors, curved, 15 cm |  | 1
12-731-17 W | TC Mayo ligature scissors, curved, 17 cm W |  | 1
13-002-16 | Dressing forceps delicate, straight, 16 cm |  | 1
13-152-15 | Gillies dissecting forceps, 1x2, 15 cm with pin |  | 2
15-160-12 | Halsted-Mosquito forceps, straight, 1x2, 12 cm |  | 6
15-825-10 | Tohoku towel forceps, 10 cm |  | 4
15-701-27 | Ulrich sponge forceps, curved, 26.5 cm |  | 1
15-703-20 | Gross-Maier sponge forceps, curved, 20 cm |  | 2
16-025-07 | Kocher Langenbeck retractor, 70 x 14 mm 21.5 cm |  | 2
16-035-02 | Middeldorpf retractor, 20x22 mm, 22 cm |  | 2
16-073-01 | Haberer-spatula, malleable, 200x17/25 mm |  | 1
18-070-18 | Tönnis TC-needle holder, 18 cm |  | 1
17-701-19 | Reverdin-needle, Fig. 1, 19 cm |  | 1
40-355-16 | Williger periosteal elevator, 6 mm, 16 cm |  | 1
40-379-08 | Periosteal elevator, 8 mm, |  | 1
26-028-12 | Denhard mouth gag with changeable silicon inserts, | 12.5 cm | 1
55-210-60 | Container bottom, aluminium, 475 x 272 x 96 mm, | non perforated | 1
55-210-90 | Container lid, aluminium, silver, 460 x 285 mm, | perforated | 1
55-290-05 | Wire basket, 405 x 245 x 50 mm |  | 1
55-820-03 | Identification label, red |  | 1
57-045-62 | CONSTRUCTIVE CREST PLASTY SET
10-103-01 | Scalpel handle, standard No. 3 |  | 1
11-201-18 | Metzenbaum scissors, curved, Fig. 1, 18 cm |  | 1
11-249-15 | Reynolds scissors, curved, 15 cm |  | 1
12-731-17 W | TC Mayo ligature scissors, curved, 17 cm W |  | 1
13-002-16 | Dressing forceps delicate, straight, 16 cm |  | 1
13-152-15 | Gillies dissecting forceps, 1x2, 15 cm with pin |  | 2
15-160-12 | Halsted-Mosquito forceps, straight, 1x2, 12 cm |  | 6
15-825-10 | Tohoku towel forceps, 10 cm |  | 4
15-701-27 | Ulrich sponge forceps, curved, 26.5 cm |  | 1
15-703-20 | Gross-Maier sponge forceps, curved, 20 cm |  | 2
16-025-07 | Kocher Langenbeck retractor, 70 x 14 mm 21.5 cm |  | 2
16-035-02 | Middeldorpf retractor, 20x22 mm, 22 cm |  | 2
16-073-01 | Haberer-spatula, malleable, 200x17/25 mm |  | 1
18-070-18 | Tönnis TC-needle holder, 18 cm |  | 1
17-701-19 | Reverdin-needle, Fig. 1, 19 cm |  | 1
40-355-16 | Williger periosteal elevator, 6 mm, 16 cm |  | 1
40-379-08 | Periosteal elevator, 8 mm, |  | 1
26-028-12 | Denhard mouth gag with changeable silicon inserts, | 12.5 cm | 1
57-045-62 C | CONSTRUCTIVE CREST PLASTY SET, CONTAINER AND BASKET
10-103-01 | Scalpel handle, standard No. 3 |  | 1
11-201-18 | Metzenbaum scissors, curved, Fig. 1, 18 cm |  | 1
11-249-15 | Reynolds scissors, curved, 15 cm |  | 1
12-731-17 W | TC Mayo ligature scissors, curved, 17 cm W |  | 1
13-002-16 | Dressing forceps delicate, straight, 16 cm |  | 1
13-152-15 | Gillies dissecting forceps, 1x2, 15 cm with pin |  | 2
15-160-12 | Halsted-Mosquito forceps, straight, 1x2, 12 cm |  | 6
15-825-10 | Tohoku towel forceps, 10 cm |  | 4
15-701-27 | Ulrich sponge forceps, curved, 26.5 cm |  | 1
15-703-20 | Gross-Maier sponge forceps, curved, 20 cm |  | 2
16-025-07 | Kocher Langenbeck retractor, 70 x 14 mm 21.5 cm |  | 2
16-035-02 | Middeldorpf retractor, 20x22 mm, 22 cm |  | 2
16-073-01 | Haberer-spatula, malleable, 200x17/25 mm |  | 1
18-070-18 | Tönnis TC-needle holder, 18 cm |  | 1
17-701-19 | Reverdin-needle, Fig. 1, 19 cm |  | 1
40-355-16 | Williger periosteal elevator, 6 mm, 16 cm |  | 1
40-379-08 | Periosteal elevator, 8 mm, |  | 1
26-028-12 | Denhard mouth gag with changeable silicon inserts, | 12.5 cm | 1
55-210-60 | Container bottom, aluminium, 475 x 272 x 96 mm, | non perforated | 1
55-210-90 | Container lid, aluminium, silver, 460 x 285 mm, | perforated | 1
55-290-05 | Wire basket, 405 x 245 x 50 mm |  | 1
55-820-03 | Identification label, red |  | 1
57-045-64 | VESTIBULE PLASTY SET WITH SPLIT SKIN
10-103-01 | Scalpel handle, standard No. 3 |  | 1
11-401-16 | Kelly scissors, curved, 16 cm |  | 1
11-249-15 | Reynolds scissors, curved, 15 cm |  | 1
13-002-16 | Dressing forceps delicate, straight, 16 cm |  | 1
13-152-15 | Gillies dissecting forceps, 1x2, 15 cm with pin |  | 2
15-160-12 | Halsted-Mosquito forceps, straight, 1x2, 12 cm |  | 4
15-703-20 | Gross-Maier sponge forceps, curved, 20 cm |  | 2
16-025-07 | Kocher Langenbeck retractor, 70 x 14 mm 21.5 cm |  | 2
16-035-02 | Middeldorpf retractor, 20x22 mm, 22 cm |  | 2
16-073-01 | Haberer-spatula, malleable, 200x17/25 mm |  | 1
18-070-18 | Tönnis TC-needle holder, 18 cm |  | 1
40-919-00 | Ralk hand drill, complete with key |  | 1
40-355-16 | Williger periosteal elevator, 6 mm, 16 cm |  | 1
26-028-12 | Denhard mouth gag with changeable silicon inserts, | 12.5 cm | 1
57-045-64 C | VESTIBULE PLASTY WITH SPLIT SKIN, CONTAINER AND BASKET
10-103-01 | Scalpel handle, standard No. 3 |  | 1
11-401-16 | Kelly scissors, curved, 16 cm |  | 1
11-249-15 | Reynolds scissors, curved, 15 cm |  | 1
13-002-16 | Dressing forceps delicate, straight, 16 cm |  | 1
13-152-15 | Gillies dissecting forceps, 1x2, 15 cm with pin |  | 2
15-160-12 | Halsted-Mosquito forceps, straight, 1x2, 12 cm |  | 4
15-703-20 | Gross-Maier sponge forceps, curved, 20 cm |  | 2
16-025-07 | Kocher Langenbeck retractor, 70 x 14 mm 21.5 cm |  | 2
16-035-02 | Middeldorpf retractor, 20x22 mm, 22 cm |  | 2
16-073-01 | Haberer-spatula, malleable, 200x17/25 mm |  | 1
18-070-18 | Tönnis TC-needle holder, 18 cm |  | 1
40-919-00 | Ralk hand drill, complete with key |  | 1
40-355-16 | Williger periosteal elevator, 6 mm, 16 cm |  | 1
26-028-12 | Denhard mouth gag with changeable silicon inserts, | 12.5 cm | 1
55-210-60 | Container bottom, aluminium, 475 x 272 x 96 mm, | non perforated | 1
55-210-90 | Container lid, aluminium, silver, 460 x 285 mm, | perforated | 1
55-290-05 | Wire basket, 405 x 245 x 50 mm |  | 1
55-820-03 | Identification label, red |  | 1
57-045-66 | SUPRAHYOIDAL DISSECTION SET
10-104-01 | Scalpel handle, standard No. 4 |  | 1
10-103-01 | Scalpel handle, standard No. 3 |  | 1
11-201-18 | Metzenbaum scissors, curved, Fig. 1, 18 cm |  | 1
11-245-15 | Kilner (Ragnell) scissors, curved, 15 cm |  | 1
12-731-17 W | TC Mayo ligature scissors, curved, 17 cm W |  | 1
13-002-16 | Dressing forceps delicate, straight, 16 cm |  | 1
13-152-15 | Gillies dissecting forceps, 1x2, 15 cm with pin |  | 2
13-144-12 | Micro-Adson forceps, 1x2, 12 cm |  | 1
15-060-12 | Halsted-Mosquito forceps, straight, 12.5 cm |  | 6
15-001-14 | Pean forceps, curved, 14 cm |  | 2
15-825-10 | Tohoku towel forceps, 10 cm |  | 4
15-701-27 | Ulrich sponge forceps, curved, 26.5 cm |  | 1
15-703-20 | Gross-Maier sponge forceps, curved, 20 cm |  | 2
16-005-01 | Kocher retractor, 1-prong, sharp, 22 cm |  | 2
16-005-04 | Kocher retractor, 4-prongs, sharp, 22 cm |  | 2
16-025-07 | Kocher Langenbeck retractor, 70 x 14 mm 21.5 cm |  | 2
18-012-15 | Crile-Wood TC-needle holder, 15 cm |  | 1
18-070-18 | Tönnis TC-needle holder, 18 cm |  | 1
33-135-22 | Kocher atrauma intestinal clamp, curved, 22 cm |  | 2
35-226-21 | Czerny tenaculum forceps, straight, 20.5 cm |  | 1
26-772-03 | Cottle skin hook, large curved, 15 cm |  | 2
57-045-66 C | SUPRAHYOIDAL DISSECTION SET, CONTAINER AND BASKET
10-104-01 | Scalpel handle, standard No. 4 |  | 1
10-103-01 | Scalpel handle, standard No. 3 |  | 1
11-201-18 | Metzenbaum scissors, curved, Fig. 1, 18 cm |  | 1
11-245-15 | Kilner (Ragnell) scissors, curved, 15 cm |  | 1
12-731-17 W | TC Mayo ligature scissors, curved, 17 cm W |  | 1
13-002-16 | Dressing forceps delicate, straight, 16 cm |  | 1
13-152-15 | Gillies dissecting forceps, 1x2, 15 cm with pin |  | 2
13-144-12 | Micro-Adson forceps, 1x2, 12 cm |  | 1
15-060-12 | Halsted-Mosquito forceps, straight, 12.5 cm |  | 6
15-001-14 | Pean forceps, curved, 14 cm |  | 2
15-825-10 | Tohoku towel forceps, 10 cm |  | 4
15-701-27 | Ulrich sponge forceps, curved, 26.5 cm |  | 1
15-703-20 | Gross-Maier sponge forceps, curved, 20 cm |  | 2
16-005-01 | Kocher retractor, 1-prong, sharp, 22 cm |  | 2
16-005-04 | Kocher retractor, 4-prongs, sharp, 22 cm |  | 2
16-025-07 | Kocher Langenbeck retractor, 70 x 14 mm 21.5 cm |  | 2
18-012-15 | Crile-Wood TC-needle holder, 15 cm |  | 1
18-070-18 | Tönnis TC-needle holder, 18 cm |  | 1
33-135-22 | Kocher atrauma intestinal clamp, curved, 22 cm |  | 2
35-226-21 | Czerny tenaculum forceps, straight, 20.5 cm |  | 1
26-772-03 | Cottle skin hook, large curved, 15 cm |  | 2
55-210-60 | Container bottom, aluminium, 475 x 272 x 96 mm, | non perforated | 1
55-210-90 | Container lid, aluminium, silver, 460 x 285 mm, | perforated | 1
55-290-05 | Wire basket, 405 x 245 x 50 mm |  | 1
55-820-03 | Identification label, red |  | 1
57-045-68 | PAROTIDECTOMY SET
10-103-01 | Scalpel handle, standard No. 3 |  | 2
11-245-15 | Kilner (Ragnell) scissors, curved, 15 cm |  | 1
12-731-17 W | TC Mayo ligature scissors, curved, 17 cm W |  | 1
13-002-16 | Dressing forceps delicate, straight, 16 cm |  | 1
13-152-15 | Gillies dissecting forceps, 1x2, 15 cm with pin |  | 2
13-144-12 | Micro-Adson forceps, 1x2, 12 cm |  | 1
15-825-10 | Tohoku towel forceps, 10 cm |  | 4
15-701-27 | Ulrich sponge forceps, curved, 26.5 cm |  | 1
15-703-20 | Gross-Maier sponge forceps, curved, 20 cm |  | 2
16-117-04 | Hook, fine, 4 prongs, sharp, 16 cm |  | 2
16-005-01 | Kocher retractor, 1-prong, sharp, 22 cm |  | 2
16-217-16 | Weitlaner self retainig retractor, sharp, 3x4, | 16.5 cm | 2
18-012-15 | Crile-Wood TC-needle holder, 15 cm |  | 1
18-070-18 | Tönnis TC-needle holder, 18 cm |  | 1
26-663-18 | Freer elevator, sharp/blunt, 5 / 5 mm, 18 cm |  | 1
26-772-03 | Cottle skin hook, large curved, 15 cm |  | 2
57-045-68 C | PAROTIDECTOMY SET, CONTAINER AND BASKET
10-103-01 | Scalpel handle, standard No. 3 |  | 2
11-245-15 | Kilner (Ragnell) scissors, curved, 15 cm |  | 1
12-731-17 W | TC Mayo ligature scissors, curved, 17 cm W |  | 1
13-002-16 | Dressing forceps delicate, straight, 16 cm |  | 1
13-152-15 | Gillies dissecting forceps, 1x2, 15 cm with pin |  | 2
13-144-12 | Micro-Adson forceps, 1x2, 12 cm |  | 1
15-825-10 | Tohoku towel forceps, 10 cm |  | 4
15-701-27 | Ulrich sponge forceps, curved, 26.5 cm |  | 1
15-703-20 | Gross-Maier sponge forceps, curved, 20 cm |  | 2
16-117-04 | Hook, fine, 4 prongs, sharp, 16 cm |  | 2
16-005-01 | Kocher retractor, 1-prong, sharp, 22 cm |  | 2
16-217-16 | Weitlaner self retainig retractor, sharp, 3x4, | 16.5 cm | 2
18-012-15 | Crile-Wood TC-needle holder, 15 cm |  | 1
18-070-18 | Tönnis TC-needle holder, 18 cm |  | 1
26-663-18 | Freer elevator, sharp/blunt, 5 / 5 mm, 18 cm |  | 1
26-772-03 | Cottle skin hook, large curved, 15 cm |  | 2
55-210-60 | Container bottom, aluminium, 475 x 272 x 96 mm, | non perforated | 1
55-210-90 | Container lid, aluminium, silver, 460 x 285 mm, | perforated | 1
55-290-05 | Wire basket, 405 x 245 x 50 mm |  | 1
55-820-03 | Identification label, red |  | 1
57-045-70 | NASAL OSTEOTOMY SET
40-210-42 | Ferrozell mallet, Ø 40 mm, 250 g, 26 cm |  | 1
26-801-01 | Craig septum forceps, round, 16.5 cm |  | 1
26-841-20 | Caplan septum scissors, one blade serrated, 20 cm |  | 1
40-255-04 | Freer chisel, curved, 4 mm, 17 cm |  | 1
40-254-04 | Freer chisel, straight, 4 mm, 17 cm |  | 1
26-707-17 | Killian-Claus septum-gouge, 5 mm, 17 cm |  | 1
26-741-02 | Silver/Walter osteotome, left curved, 17.5 cm |  | 1
26-741-03 | Silver/Walter osteotome, right curved, 17.5 cm |  | 1
26-752-01 | Joseph nasal saw, straight, 19 cm |  | 1
26-752-02 | Joseph nasal saw, bayonet left, 19 cm |  | 1
26-752-03 | Joseph nasal saw, bayonet right, 19 cm |  | 1
26-756-00 | Cottle bone crusher, complete with clamp |  | 1
40-440-01 | Joseph nasal rasp, fine serrated, 8 mm, 16.5 cm |  | 1
40-446-03 | TC rasp, double, Fig. 5/6, 40 x 7 mm, 24 / 30 | teeth, 20.5 cm | 1
40-446-05 | TC rasp, double, Fig. 9/10, 40 x 7 mm, 52 / 62 | teeth, 20.5 cm | 1
26-776-17 | Fomon alar hooklet, blunt, 17 cm |  | 1
57-045-70 C | NASAL OSTEOTOMY SET, CONTAINER AND BASKET
40-210-42 | Ferrozell mallet, Ø 40 mm, 250 g, 26 cm |  | 1
26-801-01 | Craig septum forceps, round, 16.5 cm |  | 1
26-841-20 | Caplan septum scissors, one blade serrated, 20 cm |  | 1
40-255-04 | Freer chisel, curved, 4 mm, 17 cm |  | 1
40-254-04 | Freer chisel, straight, 4 mm, 17 cm |  | 1
26-707-17 | Killian-Claus septum-gouge, 5 mm, 17 cm |  | 1
26-741-02 | Silver/Walter osteotome, left curved, 17.5 cm |  | 1
26-741-03 | Silver/Walter osteotome, right curved, 17.5 cm |  | 1
26-752-01 | Joseph nasal saw, straight, 19 cm |  | 1
26-752-02 | Joseph nasal saw, bayonet left, 19 cm |  | 1
26-752-03 | Joseph nasal saw, bayonet right, 19 cm |  | 1
26-756-00 | Cottle bone crusher, complete with clamp |  | 1
40-440-01 | Joseph nasal rasp, fine serrated, 8 mm, 16.5 cm |  | 1
40-446-03 | TC rasp, double, Fig. 5/6, 40 x 7 mm, 24 / 30 | teeth, 20.5 cm | 1
40-446-05 | TC rasp, double, Fig. 9/10, 40 x 7 mm, 52 / 62 | teeth, 20.5 cm | 1
26-776-17 | Fomon alar hooklet, blunt, 17 cm |  | 1
55-510-61 | Container bottom, aluminium, 320 x 186 x 59 mm, | non perforated - for Special container | 1
55-510-90 | Container lid, aluminium, silver, 325 x 192 mm, | perforated - for Special container | 1
55-525-05 | Stainless steel tray 275 x 175 x 45mm, without lid |  | 1
55-820-03 | Identification label, red |  | 1
57-045-72 | TONGUE REDUCTION SET
10-103-01 | Scalpel handle, standard No. 3 |  | 2
11-401-16 | Kelly scissors, curved, 16 cm |  | 1
11-249-15 | Reynolds scissors, curved, 15 cm |  | 1
12-731-17 W | TC Mayo ligature scissors, curved, 17 cm W |  | 1
13-002-16 | Dressing forceps delicate, straight, 16 cm |  | 1
13-152-15 | Gillies dissecting forceps, 1x2, 15 cm with pin |  | 2
15-160-12 | Halsted-Mosquito forceps, straight, 1x2, 12 cm |  | 6
15-825-10 | Tohoku towel forceps, 10 cm |  | 4
15-701-27 | Ulrich sponge forceps, curved, 26.5 cm |  | 1
15-703-20 | Gross-Maier sponge forceps, curved, 20 cm |  | 2
16-025-07 | Kocher Langenbeck retractor, 70 x 14 mm 21.5 cm |  | 2
18-070-18 | Tönnis TC-needle holder, 18 cm |  | 1
26-772-03 | Cottle skin hook, large curved, 15 cm |  | 2
26-028-12 | Denhard mouth gag with changeable silicon inserts, | 12.5 cm | 1
26-073-16 | Young tongue holding forceps, 16 cm |  | 1
57-045-72 C | TONGUE REDUCTION SET, CONTAINER AND BASKET
10-103-01 | Scalpel handle, standard No. 3 |  | 2
11-401-16 | Kelly scissors, curved, 16 cm |  | 1
11-249-15 | Reynolds scissors, curved, 15 cm |  | 1
12-731-17 W | TC Mayo ligature scissors, curved, 17 cm W |  | 1
13-002-16 | Dressing forceps delicate, straight, 16 cm |  | 1
13-152-15 | Gillies dissecting forceps, 1x2, 15 cm with pin |  | 2
15-160-12 | Halsted-Mosquito forceps, straight, 1x2, 12 cm |  | 6
15-825-10 | Tohoku towel forceps, 10 cm |  | 4
15-701-27 | Ulrich sponge forceps, curved, 26.5 cm |  | 1
15-703-20 | Gross-Maier sponge forceps, curved, 20 cm |  | 2
16-025-07 | Kocher Langenbeck retractor, 70 x 14 mm 21.5 cm |  | 2
18-070-18 | Tönnis TC-needle holder, 18 cm |  | 1
26-772-03 | Cottle skin hook, large curved, 15 cm |  | 2
26-028-12 | Denhard mouth gag with changeable silicon inserts, | 12.5 cm | 1
26-073-16 | Young tongue holding forceps, 16 cm |  | 1
55-210-60 | Container bottom, aluminium, 475 x 272 x 96 mm, | non perforated | 1
55-210-90 | Container lid, aluminium, silver, 460 x 285 mm, | perforated | 1
55-290-05 | Wire basket, 405 x 245 x 50 mm |  | 1
55-820-03 | Identification label, red |  | 1
57-045-74 | LID CORRECTION SET
10-103-01 | Scalpel handle, standard No. 3 |  | 2
11-245-15 | Kilner (Ragnell) scissors, curved, 15 cm |  | 1
12-731-17 W | TC Mayo ligature scissors, curved, 17 cm W |  | 1
13-002-16 | Dressing forceps delicate, straight, 16 cm |  | 1
13-144-12 | Micro-Adson forceps, 1x2, 12 cm |  | 2
15-063-10 | Micro-Mosquito forceps, curved, 10 cm |  | 4
15-825-10 | Tohoku towel forceps, 10 cm |  | 4
15-701-27 | Ulrich sponge forceps, curved, 26.5 cm |  | 1
15-703-20 | Gross-Maier sponge forceps, curved, 20 cm |  | 2
16-117-04 | Hook, fine, 4 prongs, sharp, 16 cm |  | 2
16-005-01 | Kocher retractor, 1-prong, sharp, 22 cm |  | 2
18-610-14 | Castroviejo micro TC-needle holder, with catch, | straight, smooth, 14 cm | 1
18-012-15 | Crile-Wood TC-needle holder, 15 cm |  | 1
18-070-18 | Tönnis TC-needle holder, 18 cm |  | 1
22-428-14 | Axenfeld hook 2-prongs, sharp |  | 2
13-134-10 | Graefe forceps, straight, 1.0 mm, 10 cm, 1x2 teeth |  | 1
26-772-03 | Cottle skin hook, large curved, 15 cm |  | 2
57-045-74 C | LID CORRECTION SET, CONTAINER AND BASKET
10-103-01 | Scalpel handle, standard No. 3 |  | 2
11-245-15 | Kilner (Ragnell) scissors, curved, 15 cm |  | 1
12-731-17 W | TC Mayo ligature scissors, curved, 17 cm W |  | 1
13-002-16 | Dressing forceps delicate, straight, 16 cm |  | 1
13-144-12 | Micro-Adson forceps, 1x2, 12 cm |  | 2
15-063-10 | Micro-Mosquito forceps, curved, 10 cm |  | 4
15-825-10 | Tohoku towel forceps, 10 cm |  | 4
15-701-27 | Ulrich sponge forceps, curved, 26.5 cm |  | 1
15-703-20 | Gross-Maier sponge forceps, curved, 20 cm |  | 2
16-117-04 | Hook, fine, 4 prongs, sharp, 16 cm |  | 2
16-005-01 | Kocher retractor, 1-prong, sharp, 22 cm |  | 2
18-610-14 | Castroviejo micro TC-needle holder, with catch, | straight, smooth, 14 cm | 1
18-012-15 | Crile-Wood TC-needle holder, 15 cm |  | 1
18-070-18 | Tönnis TC-needle holder, 18 cm |  | 1
22-428-14 | Axenfeld hook 2-prongs, sharp |  | 2
13-134-10 | Graefe forceps, straight, 1.0 mm, 10 cm, 1x2 teeth |  | 1
26-772-03 | Cottle skin hook, large curved, 15 cm |  | 2
55-210-60 | Container bottom, aluminium, 475 x 272 x 96 mm, | non perforated | 1
55-210-90 | Container lid, aluminium, silver, 460 x 285 mm, | perforated | 1
55-290-05 | Wire basket, 405 x 245 x 50 mm |  | 1
55-820-03 | Identification label, red |  | 1
57-045-76 | MAXILLAR AND MANDIBULAR RESECTION SET
10-103-01 | Scalpel handle, standard No. 3 |  | 1
11-401-16 | Kelly scissors, curved, 16 cm |  | 1
11-249-15 | Reynolds scissors, curved, 15 cm |  | 1
11-331-16 | Cottle nasal scissors, angled, 16 cm |  | 1
11-715-12 | Beebe wire scissors, blunt, curved, 12 cm | one blade serrated | 2
12-731-17 W | TC Mayo ligature scissors, curved, 17 cm W |  | 1
13-002-16 | Dressing forceps delicate, straight, 16 cm |  | 1
13-152-15 | Gillies dissecting forceps, 1x2, 15 cm with pin |  | 2
15-825-10 | Tohoku towel forceps, 10 cm |  | 4
15-701-27 | Ulrich sponge forceps, curved, 26.5 cm |  | 1
15-703-20 | Gross-Maier sponge forceps, curved, 20 cm |  | 2
16-005-01 | Kocher retractor, 1-prong, sharp, 22 cm |  | 2
16-025-07 | Kocher Langenbeck retractor, 70 x 14 mm 21.5 cm |  | 2
16-035-02 | Middeldorpf retractor, 20x22 mm, 22 cm |  | 2
16-073-01 | Haberer-spatula, malleable, 200x17/25 mm |  | 1
10-902-10 | Frazier suction tube, 30°, 13 cm, 10 Charr. |  | 1
17-054-17 | Mathieu needle holder, delicate, 17 cm |  | 2
18-070-18 | Tönnis TC-needle holder, 18 cm |  | 1
40-821-03 | Bone wire, soft, coil, 10 m x 0.3 mm |  | 1
40-821-04 | Bone wire, soft, coil, 10 m x 0.4 mm |  | 1
40-355-16 | Williger periosteal elevator, 6 mm, 16 cm |  | 1
40-379-08 | Periosteal elevator, 8 mm, |  | 1
40-528-20 | Langenbeck bone holding forceps, 5 mm, 20 cm |  | 1
40-622-20 | Lempert bone rongeur, straight, 20 cm |  | 1
26-841-20 | Caplan septum scissors, one blade serrated, 20 cm |  | 1
26-663-18 | Freer elevator, sharp/blunt, 5 / 5 mm, 18 cm |  | 1
26-028-12 | Denhard mouth gag with changeable silicon inserts, | 12.5 cm | 1
26-160-01 | Luniatschek tonsil packer, Fig. 1, broad, 17.5 cm |  | 2
28-000-07 | English extracting forceps, Fig. 7 |  | 1
28-200-91 AL | Mouth mirror handle, M 2.5, AMNOLINE |  | 1
28-900-09 | Explorer # 9 | single ended | 1
40-295-01 | Obwegeser osteotome, curved, 11 mm, 23.5 cm |  | 1
57-045-76 C | MAXILLAR AND MANDIBULAR RESECTION SET, CONTAINER AND BASKET
10-103-01 | Scalpel handle, standard No. 3 |  | 1
11-401-16 | Kelly scissors, curved, 16 cm |  | 1
11-249-15 | Reynolds scissors, curved, 15 cm |  | 1
11-331-16 | Cottle nasal scissors, angled, 16 cm |  | 1
11-715-12 | Beebe wire scissors, blunt, curved, 12 cm | one blade serrated | 2
12-731-17 W | TC Mayo ligature scissors, curved, 17 cm W |  | 1
13-002-16 | Dressing forceps delicate, straight, 16 cm |  | 1
13-152-15 | Gillies dissecting forceps, 1x2, 15 cm with pin |  | 2
15-825-10 | Tohoku towel forceps, 10 cm |  | 4
15-701-27 | Ulrich sponge forceps, curved, 26.5 cm |  | 1
15-703-20 | Gross-Maier sponge forceps, curved, 20 cm |  | 2
16-005-01 | Kocher retractor, 1-prong, sharp, 22 cm |  | 2
16-025-07 | Kocher Langenbeck retractor, 70 x 14 mm 21.5 cm |  | 2
16-035-02 | Middeldorpf retractor, 20x22 mm, 22 cm |  | 2
16-073-01 | Haberer-spatula, malleable, 200x17/25 mm |  | 1
10-902-10 | Frazier suction tube, 30°, 13 cm, 10 Charr. |  | 1
17-054-17 | Mathieu needle holder, delicate, 17 cm |  | 2
18-070-18 | Tönnis TC-needle holder, 18 cm |  | 1
40-821-03 | Bone wire, soft, coil, 10 m x 0.3 mm |  | 1
40-821-04 | Bone wire, soft, coil, 10 m x 0.4 mm |  | 1
40-355-16 | Williger periosteal elevator, 6 mm, 16 cm |  | 1
40-379-08 | Periosteal elevator, 8 mm, |  | 1
40-528-20 | Langenbeck bone holding forceps, 5 mm, 20 cm |  | 1
40-622-20 | Lempert bone rongeur, straight, 20 cm |  | 1
26-841-20 | Caplan septum scissors, one blade serrated, 20 cm |  | 1
26-663-18 | Freer elevator, sharp/blunt, 5 / 5 mm, 18 cm |  | 1
26-028-12 | Denhard mouth gag with changeable silicon inserts, | 12.5 cm | 1
26-160-01 | Luniatschek tonsil packer, Fig. 1, broad, 17.5 cm |  | 2
28-000-07 | English extracting forceps, Fig. 7 |  | 1
28-200-91 AL | Mouth mirror handle, M 2.5, AMNOLINE |  | 1
28-900-09 | Explorer # 9 | single ended | 1
40-295-01 | Obwegeser osteotome, curved, 11 mm, 23.5 cm |  | 1
55-210-60 | Container bottom, aluminium, 475 x 272 x 96 mm, | non perforated | 1
55-210-90 | Container lid, aluminium, silver, 460 x 285 mm, | perforated | 1
55-290-05 | Wire basket, 405 x 245 x 50 mm |  | 1
55-820-03 | Identification label, red |  | 1
57-045-78 | ORBITAL EXENTERATION SET
10-103-01 | Scalpel handle, standard No. 3 |  | 2
11-201-18 | Metzenbaum scissors, curved, Fig. 1, 18 cm |  | 1
11-241-19 | Thorek (Fomon) scissors, blunt, curved, 19 cm |  | 1
11-249-15 | Reynolds scissors, curved, 15 cm |  | 1
12-731-17 W | TC Mayo ligature scissors, curved, 17 cm W |  | 1
13-152-15 | Gillies dissecting forceps, 1x2, 15 cm with pin |  | 2
13-144-12 | Micro-Adson forceps, 1x2, 12 cm |  | 1
15-060-12 | Halsted-Mosquito forceps, straight, 12.5 cm |  | 6
15-273-18 | Baby-Adson forceps, curved, 18 cm |  | 1
15-825-10 | Tohoku towel forceps, 10 cm |  | 4
15-701-27 | Ulrich sponge forceps, curved, 26.5 cm |  | 1
15-703-20 | Gross-Maier sponge forceps, curved, 20 cm |  | 2
16-005-01 | Kocher retractor, 1-prong, sharp, 22 cm |  | 2
16-005-04 | Kocher retractor, 4-prongs, sharp, 22 cm |  | 2
16-025-07 | Kocher Langenbeck retractor, 70 x 14 mm 21.5 cm |  | 2
18-012-15 | Crile-Wood TC-needle holder, 15 cm |  | 1
18-070-18 | Tönnis TC-needle holder, 18 cm |  | 1
40-404-21 | Sedillot periosteal elevator, 14 mm, 21 cm |  | 1
40-355-16 | Williger periosteal elevator, 6 mm, 16 cm |  | 1
40-379-08 | Periosteal elevator, 8 mm, |  | 1
57-045-78 C | ORBITAL EXENTERATION SET, CONTAINER AND BASKET
10-103-01 | Scalpel handle, standard No. 3 |  | 2
11-201-18 | Metzenbaum scissors, curved, Fig. 1, 18 cm |  | 1
11-241-19 | Thorek (Fomon) scissors, blunt, curved, 19 cm |  | 1
11-249-15 | Reynolds scissors, curved, 15 cm |  | 1
12-731-17 W | TC Mayo ligature scissors, curved, 17 cm W |  | 1
13-152-15 | Gillies dissecting forceps, 1x2, 15 cm with pin |  | 2
13-144-12 | Micro-Adson forceps, 1x2, 12 cm |  | 1
15-060-12 | Halsted-Mosquito forceps, straight, 12.5 cm |  | 6
15-273-18 | Baby-Adson forceps, curved, 18 cm |  | 1
15-825-10 | Tohoku towel forceps, 10 cm |  | 4
15-701-27 | Ulrich sponge forceps, curved, 26.5 cm |  | 1
15-703-20 | Gross-Maier sponge forceps, curved, 20 cm |  | 2
16-005-01 | Kocher retractor, 1-prong, sharp, 22 cm |  | 2
16-005-04 | Kocher retractor, 4-prongs, sharp, 22 cm |  | 2
16-025-07 | Kocher Langenbeck retractor, 70 x 14 mm 21.5 cm |  | 2
18-012-15 | Crile-Wood TC-needle holder, 15 cm |  | 1
18-070-18 | Tönnis TC-needle holder, 18 cm |  | 1
40-404-21 | Sedillot periosteal elevator, 14 mm, 21 cm |  | 1
40-355-16 | Williger periosteal elevator, 6 mm, 16 cm |  | 1
40-379-08 | Periosteal elevator, 8 mm, |  | 1
55-210-60 | Container bottom, aluminium, 475 x 272 x 96 mm, | non perforated | 1
55-210-90 | Container lid, aluminium, silver, 460 x 285 mm, | perforated | 1
55-290-05 | Wire basket, 405 x 245 x 50 mm |  | 1
55-820-03 | Identification label, red |  | 1
57-045-80 | SURGICAL EXTRACTION SET FOR WISDOM TEETH
10-103-01 | Scalpel handle, standard No. 3 |  | 1
11-401-16 | Kelly scissors, curved, 16 cm |  | 1
12-731-17 W | TC Mayo ligature scissors, curved, 17 cm W |  | 1
13-002-16 | Dressing forceps delicate, straight, 16 cm |  | 1
13-152-15 | Gillies dissecting forceps, 1x2, 15 cm with pin |  | 2
15-160-12 | Halsted-Mosquito forceps, straight, 1x2, 12 cm |  | 4
15-825-10 | Tohoku towel forceps, 10 cm |  | 4
15-701-27 | Ulrich sponge forceps, curved, 26.5 cm |  | 1
15-703-20 | Gross-Maier sponge forceps, curved, 20 cm |  | 2
16-025-07 | Kocher Langenbeck retractor, 70 x 14 mm 21.5 cm |  | 2
16-035-02 | Middeldorpf retractor, 20x22 mm, 22 cm |  | 2
16-073-01 | Haberer-spatula, malleable, 200x17/25 mm |  | 1
18-070-18 | Tönnis TC-needle holder, 18 cm |  | 1
40-466-15 | Williger bone curette, Fig. 2, 5.2 mm, 17 cm |  | 1
40-484-03 | Bone curette, model "USA", straight, Fig. 3, 16 cm |  | 1
40-463-05 | Hemingway bone curette, 17 cm, Fig. 0 |  | 1
40-355-16 | Williger periosteal elevator, 6 mm, 16 cm |  | 1
40-036-36 | Weil-Blakesley forceps, 120 mm, 3.6 mm, straight |  | 1
26-663-18 | Freer elevator, sharp/blunt, 5 / 5 mm, 18 cm |  | 1
26-028-12 | Denhard mouth gag with changeable silicon inserts, | 12.5 cm | 1
28-986-00 | Water syringe, metal, with cannula | 28-986-01 | 2
57-045-80 C | SURGICAL EXTRACTION SET FOR WISDOM TEETH, CONTAINER AND BASKET
10-103-01 | Scalpel handle, standard No. 3 |  | 1
11-401-16 | Kelly scissors, curved, 16 cm |  | 1
12-731-17 W | TC Mayo ligature scissors, curved, 17 cm W |  | 1
13-002-16 | Dressing forceps delicate, straight, 16 cm |  | 1
13-152-15 | Gillies dissecting forceps, 1x2, 15 cm with pin |  | 2
15-160-12 | Halsted-Mosquito forceps, straight, 1x2, 12 cm |  | 4
15-825-10 | Tohoku towel forceps, 10 cm |  | 4
15-701-27 | Ulrich sponge forceps, curved, 26.5 cm |  | 1
15-703-20 | Gross-Maier sponge forceps, curved, 20 cm |  | 2
16-025-07 | Kocher Langenbeck retractor, 70 x 14 mm 21.5 cm |  | 2
16-035-02 | Middeldorpf retractor, 20x22 mm, 22 cm |  | 2
16-073-01 | Haberer-spatula, malleable, 200x17/25 mm |  | 1
18-070-18 | Tönnis TC-needle holder, 18 cm |  | 1
40-466-15 | Williger bone curette, Fig. 2, 5.2 mm, 17 cm |  | 1
40-484-03 | Bone curette, model "USA", straight, Fig. 3, 16 cm |  | 1
40-463-05 | Hemingway bone curette, 17 cm, Fig. 0 |  | 1
40-355-16 | Williger periosteal elevator, 6 mm, 16 cm |  | 1
40-036-36 | Weil-Blakesley forceps, 120 mm, 3.6 mm, straight |  | 1
26-663-18 | Freer elevator, sharp/blunt, 5 / 5 mm, 18 cm |  | 1
26-028-12 | Denhard mouth gag with changeable silicon inserts, | 12.5 cm | 1
28-986-00 | Water syringe, metal, with cannula | 28-986-01 | 2
55-210-60 | Container bottom, aluminium, 475 x 272 x 96 mm, | non perforated | 1
55-210-90 | Container lid, aluminium, silver, 460 x 285 mm, | perforated | 1
55-290-05 | Wire basket, 405 x 245 x 50 mm |  | 1
55-820-03 | Identification label, red |  | 1
57-045-82 | FLAP SET
10-104-01 | Scalpel handle, standard No. 4 |  | 1
10-103-01 | Scalpel handle, standard No. 3 |  | 1
11-201-18 | Metzenbaum scissors, curved, Fig. 1, 18 cm |  | 1
11-245-15 | Kilner (Ragnell) scissors, curved, 15 cm |  | 1
12-731-17 W | TC Mayo ligature scissors, curved, 17 cm W |  | 1
13-002-16 | Dressing forceps delicate, straight, 16 cm |  | 1
13-152-15 | Gillies dissecting forceps, 1x2, 15 cm with pin |  | 2
13-144-12 | Micro-Adson forceps, 1x2, 12 cm |  | 1
15-060-12 | Halsted-Mosquito forceps, straight, 12.5 cm |  | 6
15-001-14 | Pean forceps, curved, 14 cm |  | 2
15-825-10 | Tohoku towel forceps, 10 cm |  | 4
15-701-27 | Ulrich sponge forceps, curved, 26.5 cm |  | 1
15-703-20 | Gross-Maier sponge forceps, curved, 20 cm |  | 2
16-005-01 | Kocher retractor, 1-prong, sharp, 22 cm |  | 2
16-005-04 | Kocher retractor, 4-prongs, sharp, 22 cm |  | 2
16-025-07 | Kocher Langenbeck retractor, 70 x 14 mm 21.5 cm |  | 2
18-012-15 | Crile-Wood TC-needle holder, 15 cm |  | 1
18-070-18 | Tönnis TC-needle holder, 18 cm |  | 1
33-135-22 | Kocher atrauma intestinal clamp, curved, 22 cm |  | 2
35-226-21 | Czerny tenaculum forceps, straight, 20.5 cm |  | 1
26-772-03 | Cottle skin hook, large curved, 15 cm |  | 2
57-045-82 C | FLAP SET, CONTAINER AND BASKET
10-104-01 | Scalpel handle, standard No. 4 |  | 1
10-103-01 | Scalpel handle, standard No. 3 |  | 1
11-201-18 | Metzenbaum scissors, curved, Fig. 1, 18 cm |  | 1
11-245-15 | Kilner (Ragnell) scissors, curved, 15 cm |  | 1
12-731-17 W | TC Mayo ligature scissors, curved, 17 cm W |  | 1
13-002-16 | Dressing forceps delicate, straight, 16 cm |  | 1
13-152-15 | Gillies dissecting forceps, 1x2, 15 cm with pin |  | 2
13-144-12 | Micro-Adson forceps, 1x2, 12 cm |  | 1
15-060-12 | Halsted-Mosquito forceps, straight, 12.5 cm |  | 6
15-001-14 | Pean forceps, curved, 14 cm |  | 2
15-825-10 | Tohoku towel forceps, 10 cm |  | 4
15-701-27 | Ulrich sponge forceps, curved, 26.5 cm |  | 1
15-703-20 | Gross-Maier sponge forceps, curved, 20 cm |  | 2
16-005-01 | Kocher retractor, 1-prong, sharp, 22 cm |  | 2
16-005-04 | Kocher retractor, 4-prongs, sharp, 22 cm |  | 2
16-025-07 | Kocher Langenbeck retractor, 70 x 14 mm 21.5 cm |  | 2
18-012-15 | Crile-Wood TC-needle holder, 15 cm |  | 1
18-070-18 | Tönnis TC-needle holder, 18 cm |  | 1
33-135-22 | Kocher atrauma intestinal clamp, curved, 22 cm |  | 2
35-226-21 | Czerny tenaculum forceps, straight, 20.5 cm |  | 1
26-772-03 | Cottle skin hook, large curved, 15 cm |  | 2
55-210-60 | Container bottom, aluminium, 475 x 272 x 96 mm, | non perforated | 1
55-210-90 | Container lid, aluminium, silver, 460 x 285 mm, | perforated | 1
55-290-05 | Wire basket, 405 x 245 x 50 mm |  | 1
55-820-03 | Identification label, red |  | 1
57-045-84 | MAXILLAR / MANDIBULAR SPLINT SET
10-103-01 | Scalpel handle, standard No. 3 |  | 1
11-401-16 | Kelly scissors, curved, 16 cm |  | 1
11-715-12 | Beebe wire scissors, blunt, curved, 12 cm | one blade serrated | 2
12-731-17 W | TC Mayo ligature scissors, curved, 17 cm W |  | 1
13-002-16 | Dressing forceps delicate, straight, 16 cm |  | 1
13-152-15 | Gillies dissecting forceps, 1x2, 15 cm with pin |  | 2
13-144-12 | Micro-Adson forceps, 1x2, 12 cm |  | 1
15-061-12 | Halsted-Mosquito forceps, curved, 12.5 cm |  | 2
15-825-10 | Tohoku towel forceps, 10 cm |  | 4
15-701-27 | Ulrich sponge forceps, curved, 26.5 cm |  | 1
15-703-20 | Gross-Maier sponge forceps, curved, 20 cm |  | 2
16-025-07 | Kocher Langenbeck retractor, 70 x 14 mm 21.5 cm |  | 2
16-035-02 | Middeldorpf retractor, 20x22 mm, 22 cm |  | 2
16-073-01 | Haberer-spatula, malleable, 200x17/25 mm |  | 1
17-054-17 | Mathieu needle holder, delicate, 17 cm |  | 2
18-012-15 | Crile-Wood TC-needle holder, 15 cm |  | 1
18-070-18 | Tönnis TC-needle holder, 18 cm |  | 1
40-873-16 | TC wire cutting forceps, double, 16 cm, | hard Ø 1.7 mm / soft Ø 2.0 mm | 1
40-821-03 | Bone wire, soft, coil, 10 m x 0.3 mm |  | 1
40-821-04 | Bone wire, soft, coil, 10 m x 0.4 mm |  | 1
40-463-05 | Hemingway bone curette, 17 cm, Fig. 0 |  | 1
40-355-16 | Williger periosteal elevator, 6 mm, 16 cm |  | 1
40-379-08 | Periosteal elevator, 8 mm, |  | 1
40-528-20 | Langenbeck bone holding forceps, 5 mm, 20 cm |  | 1
26-028-12 | Denhard mouth gag with changeable silicon inserts, | 12.5 cm | 1
26-070-14 | Sternberg cheek retractor, 14 cm |  | 1
26-160-01 | Luniatschek tonsil packer, Fig. 1, broad, 17.5 cm |  | 2
28-000-44 | English extracting forceps, Fig. 44 |  | 1
28-800-04 | Bein root elevator, 4 mm, 14 cm |  | 1
28-986-00 | Water syringe, metal, with cannula | 28-986-01 | 2
28-200-22 | Mouth mirror with thread, size 4, Ø 22 mm, | plane, pack à 12 pcs. | 1
28-200-90 | Mouth mirror handle, 125 mm |  | 1
28-200-91 AL | Mouth mirror handle, M 2.5, AMNOLINE |  | 1
28-307-01 | Tweezer "Flagg" serrated 16 cm | angled | 1
28-900-09 | Explorer # 9 | single ended | 1
28-928-44 | Filling instrument, spatulate # 5 | 3,2 / 3,2 mm | 1
28-930-02 | Cement spatula 6.5 mm |  | 1
28-777-14 | Flat nose plier 14 cm |  | 1
57-045-84 C | MAXILLAR / MANDIBULAR SPLINT SET, CONTAINER AND BASKET
10-103-01 | Scalpel handle, standard No. 3 |  | 1
11-401-16 | Kelly scissors, curved, 16 cm |  | 1
11-715-12 | Beebe wire scissors, blunt, curved, 12 cm | one blade serrated | 2
12-731-17 W | TC Mayo ligature scissors, curved, 17 cm W |  | 1
13-002-16 | Dressing forceps delicate, straight, 16 cm |  | 1
13-152-15 | Gillies dissecting forceps, 1x2, 15 cm with pin |  | 2
13-144-12 | Micro-Adson forceps, 1x2, 12 cm |  | 1
15-061-12 | Halsted-Mosquito forceps, curved, 12.5 cm |  | 2
15-825-10 | Tohoku towel forceps, 10 cm |  | 4
15-701-27 | Ulrich sponge forceps, curved, 26.5 cm |  | 1
15-703-20 | Gross-Maier sponge forceps, curved, 20 cm |  | 2
16-025-07 | Kocher Langenbeck retractor, 70 x 14 mm 21.5 cm |  | 2
16-035-02 | Middeldorpf retractor, 20x22 mm, 22 cm |  | 2
16-073-01 | Haberer-spatula, malleable, 200x17/25 mm |  | 1
17-054-17 | Mathieu needle holder, delicate, 17 cm |  | 2
18-012-15 | Crile-Wood TC-needle holder, 15 cm |  | 1
18-070-18 | Tönnis TC-needle holder, 18 cm |  | 1
40-873-16 | TC wire cutting forceps, double, 16 cm, | hard Ø 1.7 mm / soft Ø 2.0 mm | 1
40-821-03 | Bone wire, soft, coil, 10 m x 0.3 mm |  | 1
40-821-04 | Bone wire, soft, coil, 10 m x 0.4 mm |  | 1
40-463-05 | Hemingway bone curette, 17 cm, Fig. 0 |  | 1
40-355-16 | Williger periosteal elevator, 6 mm, 16 cm |  | 1
40-379-08 | Periosteal elevator, 8 mm, |  | 1
40-528-20 | Langenbeck bone holding forceps, 5 mm, 20 cm |  | 1
26-028-12 | Denhard mouth gag with changeable silicon inserts, | 12.5 cm | 1
26-070-14 | Sternberg cheek retractor, 14 cm |  | 1
26-160-01 | Luniatschek tonsil packer, Fig. 1, broad, 17.5 cm |  | 2
28-000-44 | English extracting forceps, Fig. 44 |  | 1
28-800-02 | Bein root elevator, 2 mm, 14 cm |  | 1
28-800-04 | Bein root elevator, 4 mm, 14 cm |  | 1
28-986-00 | Water syringe, metal, with cannula | 28-986-01 | 2
28-200-22 | Mouth mirror with thread, size 4, Ø 22 mm, | plane, pack à 12 pcs. | 1
28-200-90 | Mouth mirror handle, 125 mm |  | 1
28-200-91 AL | Mouth mirror handle, M 2.5, AMNOLINE |  | 1
28-307-01 | Tweezer "Flagg" serrated 16 cm | angled | 1
28-900-09 | Explorer # 9 | single ended | 1
28-928-44 | Filling instrument, spatulate # 5 | 3,2 / 3,2 mm | 1
28-930-02 | Cement spatula 6.5 mm |  | 1
28-777-14 | Flat nose plier 14 cm |  | 1
55-110-60 | Container bottom, aluminium, 600 x 272 x 96 mm, | non perforated | 1
55-110-90 | Container lid, aluminium, silver, 585 x 285 mm, | perforated | 1
55-190-05 | Wire basket, 480 x 245 x 50 mm |  | 1
55-820-03 | Identification label, red |  | 1

## Dermatology
ITEM CODE | DESCRIPTION | DESCRIPTION 2 | QTY
57-050-00 | DERMATOLOGICAL BASIC SET
10-104-01 | Scalpel handle, standard No. 4 |  | 1
10-103-01 | Scalpel handle, standard No. 3 |  | 1
11-003-14 | Surgical scissors, Fig. 2, curved, 14 cm, | sharp/blunt | 1
11-201-14 | Metzenbaum scissors, curved, Fig. 1, 14 cm |  | 1
11-231-16 | Lexer scissors, curved, 16 cm |  | 1
11-211-18 | Metzenbaum scissors, delicate, curved, | blunt/blunt, 18 cm | 1
11-434-11 | Stevens scissors, Fig. 3 (sharp/sharp), | straight, 11 cm | 1
11-435-11 | Stevens scissors, Fig. 3 (sharp/sharp), | curved, 11 cm | 1
11-249-15 | Reynolds scissors, curved, 15 cm |  | 1
11-245-15 | Kilner (Ragnell) scissors, curved, 15 cm |  | 1
13-044-12 | Adson dressing forceps, micro, 12 cm |  | 2
13-044-15 | Adson dressing forceps, micro, 15 cm |  | 2
13-042-12 | Adson dressing forceps, 12 cm |  | 1
13-152-15 | Gillies dissecting forceps, 1x2, 15 cm with pin |  | 2
15-063-10 | Micro-Mosquito forceps, curved, 10 cm |  | 5
15-110-13 | Kocher forceps, delicate, straight, 13 cm |  | 2
15-000-22 | Pean forceps, straight, 22 cm |  | 1
15-000-30 | Pean forceps, straight, 30 cm |  | 1
15-273-14 | Baby-Adson forceps, curved, 14 cm |  | 1
15-825-10 | Tohoku towel forceps, 10 cm |  | 8
15-801-11 | Backhaus towel forceps, 11 cm |  | 4
15-061-12 | Halsted-Mosquito forceps, curved, 12.5 cm |  | 10
15-027-21 | Halsted-Mosquito forceps, curved, 21 cm |  | 1
16-124-02 | Trachea hook, sharp, 2-prongs, 16.5 cm |  | 2
16-124-04 | Trachea hook, sharp, 4-prongs, 16.5 cm |  | 2
16-126-02 | Trachea hook, blunt, 2-prongs, 16.5 cm |  | 2
16-126-04 | Trachea hook, blunt, 4-prongs, 16.5 cm |  | 2
18-036-13 | TC-needle holder, release catch, 13 cm |  | 1
18-012-15 | Crile-Wood TC-needle holder, 15 cm |  | 1
18-002-18 | Mayo-Hegar TC-needle holder, 18 cm |  | 1
18-110-13 | Ryder-Vascular TC-needle holder, 13 cm |  | 1
13-210-16 | De Bakey forceps, 1.5 mm, straight, 16 cm |  | 2
16-152-02 | Gillies skin hook, 1-prong, large, 18 cm |  | 2
16-154-01 | Joseph skin hook, 1-prong, 16 cm |  | 2
51-101-16 | Round bowl, 150 x 75 mm, 0.75 l |  | 2
51-103-06 | Round bowls, Ø 60 mm, H 34 mm, 0.05 l |  | 1
51-103-08 | Round bowls, Ø 85 mm, H 50 mm, 0.175 l |  | 1
57-050-00 C | DERMATOLOGICAL BASIC SET, CONTAINER AND BASKET
10-104-01 | Scalpel handle, standard No. 4 |  | 1
10-103-01 | Scalpel handle, standard No. 3 |  | 1
11-003-14 | Surgical scissors, Fig. 2, curved, 14 cm, | sharp/blunt | 1
11-201-14 | Metzenbaum scissors, curved, Fig. 1, 14 cm |  | 1
11-231-16 | Lexer scissors, curved, 16 cm |  | 1
11-211-18 | Metzenbaum scissors, delicate, curved, | blunt/blunt, 18 cm | 1
11-434-11 | Stevens scissors, Fig. 3 (sharp/sharp), | straight, 11 cm | 1
11-435-11 | Stevens scissors, Fig. 3 (sharp/sharp), | curved, 11 cm | 1
11-249-15 | Reynolds scissors, curved, 15 cm |  | 1
11-245-15 | Kilner (Ragnell) scissors, curved, 15 cm |  | 1
13-044-12 | Adson dressing forceps, micro, 12 cm |  | 2
13-044-15 | Adson dressing forceps, micro, 15 cm |  | 2
13-042-12 | Adson dressing forceps, 12 cm |  | 1
13-152-15 | Gillies dissecting forceps, 1x2, 15 cm with pin |  | 2
15-063-10 | Micro-Mosquito forceps, curved, 10 cm |  | 5
15-110-13 | Kocher forceps, delicate, straight, 13 cm |  | 2
15-000-22 | Pean forceps, straight, 22 cm |  | 1
15-000-30 | Pean forceps, straight, 30 cm |  | 1
15-273-14 | Baby-Adson forceps, curved, 14 cm |  | 1
15-825-10 | Tohoku towel forceps, 10 cm |  | 8
15-801-11 | Backhaus towel forceps, 11 cm |  | 4
15-061-12 | Halsted-Mosquito forceps, curved, 12.5 cm |  | 10
15-027-21 | Halsted-Mosquito forceps, curved, 21 cm |  | 1
16-124-02 | Trachea hook, sharp, 2-prongs, 16.5 cm |  | 2
16-124-04 | Trachea hook, sharp, 4-prongs, 16.5 cm |  | 2
16-126-02 | Trachea hook, blunt, 2-prongs, 16.5 cm |  | 2
16-126-04 | Trachea hook, blunt, 4-prongs, 16.5 cm |  | 2
18-036-13 | TC-needle holder, release catch, 13 cm |  | 1
18-012-15 | Crile-Wood TC-needle holder, 15 cm |  | 1
18-002-18 | Mayo-Hegar TC-needle holder, 18 cm |  | 1
18-110-13 | Ryder-Vascular TC-needle holder, 13 cm |  | 1
13-210-16 | De Bakey forceps, 1.5 mm, straight, 16 cm |  | 2
16-152-02 | Gillies skin hook, 1-prong, large, 18 cm |  | 2
16-154-01 | Joseph skin hook, 1-prong, 16 cm |  | 2
51-101-16 | Round bowl, 150 x 75 mm, 0.75 l |  | 2
51-103-06 | Round bowls, Ø 60 mm, H 34 mm, 0.05 l |  | 1
51-103-08 | Round bowls, Ø 85 mm, H 50 mm, 0.175 l |  | 1
55-110-60 | Container bottom, aluminium, 600 x 272 x 96 mm, | non perforated | 1
55-110-90 | Container lid, aluminium, silver, 585 x 285 mm, | perforated | 1
55-190-05 | Wire basket, 480 x 245 x 50 mm |  | 1
55-820-03 | Identification label, red |  | 1
57-050-02 | SKIN PUNCH SET
11-435-11 | Stevens scissors, Fig. 3 (sharp/sharp), | curved, 11 cm | 1
13-144-12 | Micro-Adson forceps, 1x2, 12 cm |  | 1
15-000-22 | Pean forceps, straight, 22 cm |  | 1
18-012-15 | Crile-Wood TC-needle holder, 15 cm |  | 1
57-050-02 C | SKIN PUNCH SET, CONTAINER AND BASKET
11-435-11 | Stevens scissors, Fig. 3 (sharp/sharp), | curved, 11 cm | 1
13-144-12 | Micro-Adson forceps, 1x2, 12 cm |  | 1
15-000-22 | Pean forceps, straight, 22 cm |  | 1
18-012-15 | Crile-Wood TC-needle holder, 15 cm |  | 1
55-510-61 | Container bottom, aluminium, 320 x 186 x 59 mm, | non perforated - for Special container | 1
55-510-90 | Container lid, aluminium, silver, 325 x 192 mm, | perforated - for Special container | 1
55-525-05 | Stainless steel tray 275 x 175 x 45mm, without lid |  | 1
55-820-03 | Identification label, red |  | 1
57-050-04 | MAJOR BASIC SET
10-104-01 | Scalpel handle, standard No. 4 |  | 1
10-103-01 | Scalpel handle, standard No. 3 |  | 1
11-003-14 | Surgical scissors, Fig. 2, curved, 14 cm, | sharp/blunt | 1
11-201-14 | Metzenbaum scissors, curved, Fig. 1, 14 cm |  | 1
11-231-16 | Lexer scissors, curved, 16 cm |  | 1
11-211-18 | Metzenbaum scissors, delicate, curved, | blunt/blunt, 18 cm | 1
11-434-11 | Stevens scissors, Fig. 3 (sharp/sharp), | straight, 11 cm | 1
11-245-12 | Kilner (Ragnell) scissors, curved, 12 cm |  | 1
11-245-15 | Kilner (Ragnell) scissors, curved, 15 cm |  | 1
11-249-15 | Reynolds scissors, curved, 15 cm |  | 1
11-201-18 | Metzenbaum scissors, curved, Fig. 1, 18 cm |  | 1
11-247-13 | Jameson scissors, curved, 13 cm |  | 1
13-102-14 | Dissecting forceps 1x2, delicate, 14 cm |  | 1
13-142-12 | Adson dissecting forceps, 1x2, 12 cm |  | 2
13-142-15 | Adson dissecting, 1x2, forceps, 15 cm |  | 2
13-152-15 | Gillies dissecting forceps, 1x2, 15 cm with pin |  | 2
15-110-13 | Kocher forceps, delicate, straight, 13 cm |  | 2
15-000-22 | Pean forceps, straight, 22 cm |  | 1
15-000-30 | Pean forceps, straight, 30 cm |  | 1
15-273-14 | Baby-Adson forceps, curved, 14 cm |  | 1
15-825-10 | Tohoku towel forceps, 10 cm |  | 4
15-061-12 | Halsted-Mosquito forceps, curved, 12.5 cm |  | 10
40-840-17 | TC wire twister holding forceps, 17 cm |  | 1
16-124-02 | Trachea hook, sharp, 2-prongs, 16.5 cm |  | 2
16-124-04 | Trachea hook, sharp, 4-prongs, 16.5 cm |  | 2
16-126-02 | Trachea hook, blunt, 2-prongs, 16.5 cm |  | 2
16-126-04 | Trachea hook, blunt, 4-prongs, 16.5 cm |  | 2
16-060-15 | Ragnell retractor, 6,3x3 / 16x3 mm, 15 cm |  | 2
16-217-10 | Weitlaner self retainig retractor, sharp, 2x3, | 11 cm | 1
16-218-13 | Weitlaner self retainig retractor, blunt, | 3x4 teeth, 13.5 cm | 1
18-036-13 | TC-needle holder, release catch, 13 cm |  | 1
18-012-15 | Crile-Wood TC-needle holder, 15 cm |  | 1
18-002-16 | Mayo-Hegar TC-needle holder, 16 cm |  | 1
40-464-02 | Williger bone curette, Fig. 0/1, 13 cm |  | 1
13-210-16 | De Bakey forceps, 1.5 mm, straight, 16 cm |  | 2
16-152-02 | Gillies skin hook, 1-prong, large, 18 cm |  | 2
16-154-01 | Joseph skin hook, 1-prong, 16 cm |  | 2
51-103-06 | Round bowls, Ø 60 mm, H 34 mm, 0.05 l |  | 1
51-103-08 | Round bowls, Ø 85 mm, H 50 mm, 0.175 l |  | 1
51-103-11 | Round bowls, Ø 100 mm, H 50 mm, 0.25 l |  | 1
57-050-04 C | MAJOR BASIC SET, CONTAINER AND BASKET
10-104-01 | Scalpel handle, standard No. 4 |  | 1
10-103-01 | Scalpel handle, standard No. 3 |  | 1
11-003-14 | Surgical scissors, Fig. 2, curved, 14 cm, | sharp/blunt | 1
11-201-14 | Metzenbaum scissors, curved, Fig. 1, 14 cm |  | 1
11-231-16 | Lexer scissors, curved, 16 cm |  | 1
11-211-18 | Metzenbaum scissors, delicate, curved, | blunt/blunt, 18 cm | 1
11-434-11 | Stevens scissors, Fig. 3 (sharp/sharp), | straight, 11 cm | 1
11-245-12 | Kilner (Ragnell) scissors, curved, 12 cm |  | 1
11-245-15 | Kilner (Ragnell) scissors, curved, 15 cm |  | 1
11-249-15 | Reynolds scissors, curved, 15 cm |  | 1
11-201-18 | Metzenbaum scissors, curved, Fig. 1, 18 cm |  | 1
11-247-13 | Jameson scissors, curved, 13 cm |  | 1
13-102-14 | Dissecting forceps 1x2, delicate, 14 cm |  | 1
13-142-12 | Adson dissecting forceps, 1x2, 12 cm |  | 2
13-142-15 | Adson dissecting, 1x2, forceps, 15 cm |  | 2
13-152-15 | Gillies dissecting forceps, 1x2, 15 cm with pin |  | 2
15-110-13 | Kocher forceps, delicate, straight, 13 cm |  | 2
15-000-22 | Pean forceps, straight, 22 cm |  | 1
15-000-30 | Pean forceps, straight, 30 cm |  | 1
15-273-14 | Baby-Adson forceps, curved, 14 cm |  | 1
15-825-10 | Tohoku towel forceps, 10 cm |  | 4
15-061-12 | Halsted-Mosquito forceps, curved, 12.5 cm |  | 10
40-840-17 | TC wire twister holding forceps, 17 cm |  | 1
16-124-02 | Trachea hook, sharp, 2-prongs, 16.5 cm |  | 2
16-124-04 | Trachea hook, sharp, 4-prongs, 16.5 cm |  | 2
16-126-02 | Trachea hook, blunt, 2-prongs, 16.5 cm |  | 2
16-126-04 | Trachea hook, blunt, 4-prongs, 16.5 cm |  | 2
16-060-15 | Ragnell retractor, 6,3x3 / 16x3 mm, 15 cm |  | 2
16-217-10 | Weitlaner self retainig retractor, sharp, 2x3, | 11 cm | 1
16-218-13 | Weitlaner self retainig retractor, blunt, | 3x4 teeth, 13.5 cm | 1
18-036-13 | TC-needle holder, release catch, 13 cm |  | 1
18-012-15 | Crile-Wood TC-needle holder, 15 cm |  | 1
18-002-16 | Mayo-Hegar TC-needle holder, 16 cm |  | 1
40-464-02 | Williger bone curette, Fig. 0/1, 13 cm |  | 1
13-210-16 | De Bakey forceps, 1.5 mm, straight, 16 cm |  | 2
16-152-02 | Gillies skin hook, 1-prong, large, 18 cm |  | 2
16-154-01 | Joseph skin hook, 1-prong, 16 cm |  | 2
51-103-06 | Round bowls, Ø 60 mm, H 34 mm, 0.05 l |  | 1
51-103-08 | Round bowls, Ø 85 mm, H 50 mm, 0.175 l |  | 1
51-103-11 | Round bowls, Ø 100 mm, H 50 mm, 0.25 l |  | 1
55-110-60 | Container bottom, aluminium, 600 x 272 x 96 mm, | non perforated | 1
55-110-90 | Container lid, aluminium, silver, 585 x 285 mm, | perforated | 1
55-190-05 | Wire basket, 480 x 245 x 50 mm |  | 1
55-820-03 | Identification label, red |  | 1
57-050-06 | BIOPSY SET
10-103-01 | Scalpel handle, standard No. 3 |  | 1
11-229-11 | Metzenbaum baby scissors, curved, 11 cm |  | 1
11-201-14 | Metzenbaum scissors, curved, Fig. 1, 14 cm |  | 1
11-435-11 | Stevens scissors, Fig. 3 (sharp/sharp), | curved, 11 cm | 2
13-142-12 | Adson dissecting forceps, 1x2, 12 cm |  | 1
13-102-16 | Dissecting forceps 1x2, delicate, 16 cm |  | 1
13-144-12 | Micro-Adson forceps, 1x2, 12 cm |  | 1
13-152-15 | Gillies dissecting forceps, 1x2, 15 cm with pin |  | 1
15-148-13 | Baby Crile forceps, straight, 14 cm |  | 1
15-063-10 | Micro-Mosquito forceps, curved, 10 cm |  | 2
15-825-10 | Tohoku towel forceps, 10 cm |  | 2
15-700-22 | Ulrich sponge forceps, straight, 22.5 cm |  | 1
16-140-22 | Mini-Langenbeck retractor, 22 x 8 mm, 16 cm |  | 2
16-150-16 | Kilner skin hook, 1-prong, curved, 15 cm |  | 2
18-012-15 | Crile-Wood TC-needle holder, 15 cm |  | 1
13-210-16 | De Bakey forceps, 1.5 mm, straight, 16 cm |  | 1
51-103-04 | Round bowls, Ø 40 mm, H 25 mm, 0.015 l |  | 1
57-050-06 C | BIOPSY SET, CONTAINER AND BASKET
10-103-01 | Scalpel handle, standard No. 3 |  | 1
11-229-11 | Metzenbaum baby scissors, curved, 11 cm |  | 1
11-201-14 | Metzenbaum scissors, curved, Fig. 1, 14 cm |  | 1
11-435-11 | Stevens scissors, Fig. 3 (sharp/sharp), | curved, 11 cm | 1
13-142-12 | Adson dissecting forceps, 1x2, 12 cm |  | 1
13-102-16 | Dissecting forceps 1x2, delicate, 16 cm |  | 1
13-144-12 | Micro-Adson forceps, 1x2, 12 cm |  | 1
13-152-15 | Gillies dissecting forceps, 1x2, 15 cm with pin |  | 1
15-148-13 | Baby Crile forceps, straight, 14 cm |  | 1
15-063-10 | Micro-Mosquito forceps, curved, 10 cm |  | 2
15-825-10 | Tohoku towel forceps, 10 cm |  | 2
15-700-22 | Ulrich sponge forceps, straight, 22.5 cm |  | 1
16-140-22 | Mini-Langenbeck retractor, 22 x 8 mm, 16 cm |  | 2
16-150-16 | Kilner skin hook, 1-prong, curved, 15 cm |  | 2
18-012-15 | Crile-Wood TC-needle holder, 15 cm |  | 1
13-210-16 | De Bakey forceps, 1.5 mm, straight, 16 cm |  | 1
51-103-04 | Round bowls, Ø 40 mm, H 25 mm, 0.015 l |  | 1
55-510-61 | Container bottom, aluminium, 320 x 186 x 59 mm, | non perforated - for Special container | 1
55-510-90 | Container lid, aluminium, silver, 325 x 192 mm, | perforated - for Special container | 1
55-525-05 | Stainless steel tray 275 x 175 x 45mm, without lid |  | 1
55-820-03 | Identification label, red |  | 1
57-050-08 | SKIN TUMOR EXTIRPATION SET
10-103-01 | Scalpel handle, standard No. 3 |  | 1
11-011-12 | Surgical scissors curved, delicate, Fig.1, 12 cm | blunt/blunt | 1
11-211-14 | Metzenbaum scissors, delicate, curved, | blunt/blunt, 14 cm | 1
11-002-13 | Surgical scissors, Fig. 2, straight, 13 cm, | sharp/blunt | 1
13-100-13 | Dissecting forceps 1x2, 13 cm |  | 1
13-042-12 | Adson dressing forceps, 12 cm |  | 1
13-142-12 | Adson dissecting forceps, 1x2, 12 cm |  | 1
15-063-10 | Micro-Mosquito forceps, curved, 10 cm |  | 3
15-163-10 | Micro-Mosquito forceps, curved, 1x2, 10 cm |  | 3
18-012-15 | Crile-Wood TC-needle holder, 15 cm |  | 1
51-103-08 | Round bowls, Ø 85 mm, H 50 mm, 0.175 l |  | 1
57-050-08 C | SKIN TUMOR EXTIRPATION SET, CONTAINER AND BASKET
10-103-01 | Scalpel handle, standard No. 3 |  | 1
11-011-12 | Surgical scissors curved, delicate, Fig.1, 12 cm | blunt/blunt | 1
11-211-14 | Metzenbaum scissors, delicate, curved, | blunt/blunt, 14 cm | 1
11-002-13 | Surgical scissors, Fig. 2, straight, 13 cm, | sharp/blunt | 1
13-100-13 | Dissecting forceps 1x2, 13 cm |  | 1
13-042-12 | Adson dressing forceps, 12 cm |  | 1
13-142-12 | Adson dissecting forceps, 1x2, 12 cm |  | 1
15-063-10 | Micro-Mosquito forceps, curved, 10 cm |  | 3
15-163-10 | Micro-Mosquito forceps, curved, 1x2, 10 cm |  | 3
18-012-15 | Crile-Wood TC-needle holder, 15 cm |  | 1
51-103-08 | Round bowls, Ø 85 mm, H 50 mm, 0.175 l |  | 1
55-510-61 | Container bottom, aluminium, 320 x 186 x 59 mm, | non perforated - for Special container | 1
55-510-90 | Container lid, aluminium, silver, 325 x 192 mm, | perforated - for Special container | 1
55-525-05 | Stainless steel tray 275 x 175 x 45mm, without lid |  | 1
55-820-03 | Identification label, red |  | 1
57-050-10 | LUPUS CURETTES SET
10-414-01 | Wolff lupus curette, Fig. 1, 14 cm |  | 1
10-414-02 | Wolff lupus curette, Fig. 2, 14 cm |  | 1
10-414-03 | Wolff lupus curette, Fig. 3, 14 cm |  | 1
10-414-04 | Wolff lupus curette, Fig. 4, 14 cm |  | 1
10-414-05 | Wolff lupus curette, Fig. 5, 14 cm |  | 1
10-414-06 | Wolff lupus curette, Fig. 6, 14 cm |  | 1
13-000-13 | Standard dressing forceps, straight, 13 cm |  | 1
11-003-13 | Surgical scissors, Fig. 2, curved, 13 cm, | sharp/blunt | 1
51-103-08 | Round bowls, Ø 85 mm, H 50 mm, 0.175 l |  | 1
51-103-11 | Round bowls, Ø 100 mm, H 50 mm, 0.25 l |  | 1
57-050-10 C | LUPUS CURETTES, CONTAINER AND BASKET
10-414-01 | Wolff lupus curette, Fig. 1, 14 cm |  | 1
10-414-02 | Wolff lupus curette, Fig. 2, 14 cm |  | 1
10-414-03 | Wolff lupus curette, Fig. 3, 14 cm |  | 1
10-414-04 | Wolff lupus curette, Fig. 4, 14 cm |  | 1
10-414-05 | Wolff lupus curette, Fig. 5, 14 cm |  | 1
10-414-06 | Wolff lupus curette, Fig. 6, 14 cm |  | 1
13-000-13 | Standard dressing forceps, straight, 13 cm |  | 1
11-003-13 | Surgical scissors, Fig. 2, curved, 13 cm, | sharp/blunt | 1
51-103-08 | Round bowls, Ø 85 mm, H 50 mm, 0.175 l |  | 1
51-103-11 | Round bowls, Ø 100 mm, H 50 mm, 0.25 l |  | 1
55-510-61 | Container bottom, aluminium, 320 x 186 x 59 mm, | non perforated - for Special container | 1
55-510-90 | Container lid, aluminium, silver, 325 x 192 mm, | perforated - for Special container | 1
55-525-05 | Stainless steel tray 275 x 175 x 45mm, without lid |  | 1
55-820-03 | Identification label, red |  | 1
57-050-12 | SKIN TREPHINES SET
10-420-02 | Keyes, dermal punch Ø 2 mm |  | 1
10-420-03 | Keyes, dermal punch Ø 3 mm |  | 1
10-420-04 | Keyes, dermal punch Ø 4 mm |  | 1
10-420-05 | Keyes, dermal punch Ø 5 mm |  | 1
10-420-06 | Keyes, dermal punch Ø 6 mm |  | 1
10-420-07 | Keyes, dermal punch Ø 7 mm |  | 1
10-420-08 | Keyes, dermal punch Ø 8 mm |  | 1
57-050-12 C | SKIN TREPHINES, CONTAINER AND BASKET
10-420-02 | Keyes, dermal punch Ø 2 mm |  | 1
10-420-03 | Keyes, dermal punch Ø 3 mm |  | 1
10-420-04 | Keyes, dermal punch Ø 4 mm |  | 1
10-420-05 | Keyes, dermal punch Ø 5 mm |  | 1
10-420-06 | Keyes, dermal punch Ø 6 mm |  | 1
10-420-07 | Keyes, dermal punch Ø 7 mm |  | 1
10-420-08 | Keyes, dermal punch Ø 8 mm |  | 1
55-510-61 | Container bottom, aluminium, 320 x 186 x 59 mm, | non perforated - for Special container | 1
55-510-90 | Container lid, aluminium, silver, 325 x 192 mm, | perforated - for Special container | 1
55-525-05 | Stainless steel tray 275 x 175 x 45mm, without lid |  | 1
55-820-03 | Identification label, red |  | 1
57-050-14 | DIFFERENT SINGLE-PACKED INSTRUMENT SET
10-400-00 | Schink dermatome, 30 cm, complete | with blade and 2 straightening plates | 2
10-402-19 | Silver-dermatom, 19 cm |  | 2
10-404-31 | Humby dermatome, 32 cm, complete with blade |  | 2
11-400-16 | Kelly scissors, straight, 16 cm |  | 4
11-203-14 | Metzenbaum scissors, curved, Fig. 2, 14 cm |  | 6
11-201-30 | Metzenbaum scissors, curved, Fig. 1, 30 cm |  | 2
11-434-11 | Stevens scissors, Fig. 3 (sharp/sharp), | straight, 11 cm | 1
11-435-11 | Stevens scissors, Fig. 3 (sharp/sharp), | curved, 11 cm | 1
11-247-13 | Jameson scissors, curved, 13 cm |  | 2
13-002-14 | Dressing forceps delicate, straight, 14 cm |  | 8
13-044-12 | Adson dressing forceps, micro, 12 cm |  | 8
13-050-15 | Mc Indoe dressing forceps, 15 cm |  | 8
13-102-14 | Dissecting forceps 1x2, delicate, 14 cm |  | 6
13-152-15 | Gillies dissecting forceps, 1x2, 15 cm with pin |  | 6
13-682-10 | Tübingen suture forceps, 10 cm |  | 2
15-160-12 | Halsted-Mosquito forceps, straight, 1x2, 12 cm |  | 10
15-063-10 | Micro-Mosquito forceps, curved, 10 cm |  | 10
15-046-15 | Leriche forceps, straight, 15 cm |  | 12
15-237-13 | Gemini forceps, curved, 13 cm |  | 4
15-237-18 | Gemini forceps, curved, 18 cm |  | 4
15-061-12 | Halsted-Mosquito forceps, curved, 12.5 cm |  | 10
15-045-20 | Fuchsig forceps, curved, 20 cm |  | 12
15-147-15 | Leriche forceps, curved, 15 cm |  | 6
16-007-04 | Kocher retractor, 4-prongs, blunt, 22 cm |  | 6
16-213-10 | Alm self retaining retractor, blunt, 10 cm |  | 2
16-243-20 | Weitlaner self Ret retractor, sharp, 3x4, 20 cm |  | 2
16-217-10 | Weitlaner self retainig retractor, sharp, 2x3, | 11 cm | 2
16-217-13 | Weitlaner self retainig retractor, sharp, 3x4, | 13.5 cm | 2
16-252-13 | Adson self retaining retractor, hinged, sharp, | 13.5 cm | 2
16-252-16 | Adson self retaining retractor, hinged, sharp, | 16.5 cm | 2
16-021-03 | Obwegeser retractor, flat, 42x11 mm |  | 4
16-061-19 | Goelet retractor, 30x30 / 40x40 mm, 19 cm |  | 8
10-602-14 | Probe, Ø 2 mm, 14.5 cm |  | 6
10-600-14 | Probe, Ø 1 mm, 14.5 cm |  | 8
10-610-13 | Director, 13 cm |  | 8
10-032-20 | Ruler, 20 cm |  | 8
10-905-04 | Adson suction tube, Ø 4 mm, WL. 14.5 cm, | total length 21 cm | 8
10-701-08 G | Redon guide needle straight, 8 Charr. with thread |  | 4
10-701-10 G | Redon guide needle straight, 10 Charr. | with thread | 4
10-701-12 G | Redon guide needle straight, 12 Charr. | with thread | 6
10-701-14 G | Redon guide needle straight, 14 Charr. | with thread | 6
17-061-15 | Crile needle holder, straight, 15 cm |  | 2
18-613-18 | Castroviejo micro TC-needle holder, with catch, | curved, serrated, 18 cm | 2
18-002-18 | Mayo-Hegar TC-needle holder, 18 cm |  | 6
18-072-18 | Langenbeck TC-needle holder, 18 cm |  | 1
48-007-18 | Lister bandage scissors, 18 cm |  | 6
40-316-04 | Lexer-Mini osteotome, 4 mm, 18.5 cm |  | 1
40-316-06 | Lexer-Mini osteotome, 6 mm, 18.5 cm |  | 1
40-316-08 | Lexer-Mini osteotome, 8 mm, 18.5 cm |  | 1
40-318-04 | Lexer-Mini gouge, 4 mm, 18.5 cm |  | 1
40-318-06 | Lexer-Mini gouge, 6 mm, 18.5 cm |  | 1
40-318-08 | Lexer-Mini gouge, 8 mm, 18.5 cm |  | 1
40-276-04 | Mini-Lambotte osteotome, 4 mm, 12.5 cm |  | 1
40-276-06 | Mini-Lambotte osteotome, 6 mm, 12.5 cm |  | 1
40-276-08 | Mini-Lambotte osteotome, 8 mm, 12.5 cm |  | 1
40-204-22 | Mallet, lead filled, Ø 22 mm, 200 g, 19 cm |  | 1
40-479-05 | Volkmann bone curette, Fig. 1, oval, 18.5 cm, | Ferozell handle | 2
40-479-06 | Volkmann bone curette, Fig. 2, oval, 18.5 cm, | Ferozell handle | 2
40-479-07 | Volkmann bone curette, Fig. 3, oval, 18.5 cm, | Ferozell handle | 2
40-479-08 | Volkmann bone curette, Fig. 4, oval, 18.5 cm, | Ferozell handle | 2
40-479-09 | Volkmann bone curette, Fig. 5, oval, 18.5 cm, | Ferozell handle | 2
40-479-10 | Volkmann bone curette, Fig. 6, oval, 18.5 cm, | Ferozell handle | 2
40-479-04 | Volkmann bone curette, Fig. 0, oval, 18.5 cm, | Ferozell handle | 2
40-479-03 | Volkmann bone curette, Fig. 00, oval, 18.5 cm, | Ferozell handle | 2
40-479-02 | Volkmann bone curette, Fig. 000, oval, 18.5 cm, | Ferozell handle | 2
40-479-01 | Volkmann bone curette, Fig. 0000, oval, 18.5 cm, | Ferozell handle | 2
40-417-01 | Martin cushing periosteal elevator, 4 mm, 17 cm |  | 1
40-417-02 | Martin cushing periosteal elevator, 6 mm, 17 cm |  | 1
40-420-05 | Martin Langenbeck elevator, 5 mm, 17 cm |  | 1
40-641-03 | Böhler bone rongeur, curved, 3 mm, 15.5 cm |  | 1
40-649-18 | Beyer bone rongeur, curved, 18 cm |  | 1
40-708-15 | Böhler bone cutting forceps, straight, 14.5 cm |  | 1
50-030-13 | Radolf nail extractor, 13 cm |  | 1
15-615-22 | Potts atrauma clamp, angled, 22 cm |  | 1
15-611-18 | Leland-Jones atrauma clamp, angled, 18 cm |  | 1
15-508-20 | Bulldog clamp DeBakey-Diethrich, straight,20 mm |  | 2
15-509-20 | Bulldog clamp DeBakey-Diethrich, curved,20 mm |  | 2
16-150-16 | Kilner skin hook, 1-prong, curved, 15 cm |  | 8
15-768-16 | Allis atrauma forceps, straight, 16 cm |  | 4
26-515-02 | Nasal specula "Model Vienna", Fig. 2, | with screw joint, 14 cm | 1
26-663-18 | Freer elevator, sharp/blunt, 5 / 5 mm, 18 cm |  | 6
51-101-16 | Round bowl, 150 x 75 mm, 0.75 l |  | 4
51-100-13 | Round bowls, Ø 147 mm, H 65 mm, 0.70 l |  | 4
57-050-16 | NAEVUS SET
10-103-01 | Scalpel handle, standard No. 3 |  | 1
11-437-11 | Iris scissors (A), curved, 11 cm |  | 1
13-146-12 | Adson-Mini dissecting forceps, 1x2, | cross serrated, 12 cm | 1
18-026-13 | Halsey TC-needle holder, serrated, 13 cm |  | 1
40-464-01 | Williger bone curette, Fig. 00/0, 13 cm |  | 1
10-420-02 | Keyes, dermal punch Ø 2 mm |  | 1
10-420-04 | Keyes, dermal punch Ø 4 mm |  | 1
10-420-06 | Keyes, dermal punch Ø 6 mm |  | 1
10-420-08 | Keyes, dermal punch Ø 8 mm |  | 1

## Paediatric
ITEM CODE | DESCRIPTION | DESCRIPTION 2 | QTY
57-055-00 | BASIC INSTRUMENT SET
10-103-01 | Scalpel handle, standard No. 3 |  | 2
10-103-07 | Scalpel handle No. 7 K |  | 1
15-703-20 | Gross-Maier sponge forceps, curved, 20 cm |  | 2
15-702-20 | Gross-Maier sponge forceps, straight, 20 cm |  | 2
15-766-12 | Baby Allis forceps, 4x5, straight, 12.5 cm |  | 2
15-825-10 | Tohoku towel forceps, 10 cm |  | 6
11-440-10 | Iris scissors (M), straight, 10 cm |  | 1
11-441-10 | Iris scissors (M), curved, 10 cm |  | 1
11-003-11 | Surgical scissors, Fig. 2, curved, 11 cm, | sharp/blunt | 1
12-211-14 | TC Metzenbaum scissors, delicate, curved, 14 cm |  | 1
12-253-17 | TC Tönnis-Adson scissors, curved, 17.5 cm |  | 2
13-054-12 | Semken forceps, straight, 12 cm |  | 1
13-054-15 | Semken forceps, straight, 15 cm |  | 1
13-102-13 | Dissecting forceps 1x2, delicate, 13 cm |  | 2
13-000-13 | Standard dressing forceps, straight, 13 cm |  | 2
13-210-16 | De Bakey forceps, 1.5 mm, straight, 16 cm |  | 4
16-128-08 | Desmarres vein retractor, 8 mm, 16 cm |  | 2
16-127-10 | Desmarres vein retractor, 10 mm, 13 cm |  | 2
16-140-10 | Mini-Langenbeck retractor, 10 x 6 mm, 16 cm |  | 2
16-140-17 | Mini-Langenbeck retractor, 17 x 5 mm, 16 cm |  | 2
16-124-02 | Trachea hook, sharp, 2-prongs, 16.5 cm |  | 1
16-018-01 | Langenbeck retractor, 30x11 mm |  | 2
16-021-03 | Obwegeser retractor, flat, 42x11 mm |  | 2
16-021-04 | Obwegeser retractor, flat, 55x12 mm |  | 2
16-052-01 | Mini-Roux retractor, 8 x 6 mm, 14.5 cm |  | 2
16-051-01 | Baby-Roux retractor, 12.5 cm |  | 2
16-221-15 | Mollison self retaining retractor, sharp, 4x4, | 15 cm | 1
16-267-00 | Baby-Collin abdominal retractor complete with | 2 pairs of lateral blades, 18x40 mm and 27x40 mm | 1
15-063-10 | Micro-Mosquito forceps, curved, 10 cm |  | 8
15-062-10 | Micro-Mosquito forceps, straight, 10 cm |  | 8
15-162-10 | Micro-Mosquito forceps, straight, 1x2, 10 cm |  | 8
15-100-14 | Ochsner-Kocher forceps, straight, 14 cm |  | 6
15-273-14 | Baby-Adson forceps, curved, 14 cm |  | 2
15-273-18 | Baby-Adson forceps, curved, 18 cm |  | 2
15-237-16 | Gemini forceps, curved, 16 cm |  | 2
15-343-14 | Baby-Mikulicz forceps, curved, 14 cm |  | 4
10-910-21 | Yasargil suction tube, Ø 2.0 mm, 150 mm |  | 1
10-915-08 | Pool suction cannula, Ø 8 mm, 22.5 cm |  | 1
17-721-13 | Kronecker ligature needle, for right hand, 13 cm |  | 1
17-717-19 | Cooper ligature needle, 19 cm |  | 1
17-765-19 | König ligature conductor, 3 mm, 19.5 cm |  | 1
17-771-22 | Payr ligature conductor, curved, 5 mm, 22 cm |  | 1
17-727-20 | Ligature needle, left, blunt, 20 cm |  | 2
17-729-20 | Ligature needle, left, blunt, 20 cm |  | 2
18-012-15 | Crile-Wood TC-needle holder, 15 cm |  | 1
18-004-18 | De Bakey TC-needle holder, 18 cm, | Mayo Hegar delicate | 2
51-103-08 | Round bowls, Ø 85 mm, H 50 mm, 0.175 l |  | 1
51-103-11 | Round bowls, Ø 100 mm, H 50 mm, 0.25 l |  | 1
57-055-00 C | BASIC INSTRUMENT SET, CONTAINER AND BASKET
10-103-01 | Scalpel handle, standard No. 3 |  | 2
10-103-07 | Scalpel handle No. 7 K |  | 1
15-703-20 | Gross-Maier sponge forceps, curved, 20 cm |  | 2
15-702-20 | Gross-Maier sponge forceps, straight, 20 cm |  | 2
15-766-12 | Baby Allis forceps, 4x5, straight, 12.5 cm |  | 2
15-825-10 | Tohoku towel forceps, 10 cm |  | 6
11-440-10 | Iris scissors (M), straight, 10 cm |  | 1
11-441-10 | Iris scissors (M), curved, 10 cm |  | 1
11-003-11 | Surgical scissors, Fig. 2, curved, 11 cm, | sharp/blunt | 1
12-211-14 | TC Metzenbaum scissors, delicate, curved, 14 cm |  | 1
12-253-17 | TC Tönnis-Adson scissors, curved, 17.5 cm |  | 2
13-054-12 | Semken forceps, straight, 12 cm |  | 1
13-054-15 | Semken forceps, straight, 15 cm |  | 1
13-102-13 | Dissecting forceps 1x2, delicate, 13 cm |  | 2
13-000-13 | Standard dressing forceps, straight, 13 cm |  | 2
13-210-16 | De Bakey forceps, 1.5 mm, straight, 16 cm |  | 4
16-128-08 | Desmarres vein retractor, 8 mm, 16 cm |  | 2
16-127-10 | Desmarres vein retractor, 10 mm, 13 cm |  | 2
16-140-10 | Mini-Langenbeck retractor, 10 x 6 mm, 16 cm |  | 2
16-140-17 | Mini-Langenbeck retractor, 17 x 5 mm, 16 cm |  | 2
16-124-02 | Trachea hook, sharp, 2-prongs, 16.5 cm |  | 1
16-018-01 | Langenbeck retractor, 30x11 mm |  | 2
16-021-03 | Obwegeser retractor, flat, 42x11 mm |  | 2
16-021-04 | Obwegeser retractor, flat, 55x12 mm |  | 2
16-052-01 | Mini-Roux retractor, 8 x 6 mm, 14.5 cm |  | 2
16-051-01 | Baby-Roux retractor, 12.5 cm |  | 2
16-221-15 | Mollison self retaining retractor, sharp, 4x4, | 15 cm | 1
16-267-00 | Baby-Collin abdominal retractor complete with | 2 pairs of lateral blades, 18x40 mm and 27x40 mm | 1
15-063-10 | Micro-Mosquito forceps, curved, 10 cm |  | 8
15-062-10 | Micro-Mosquito forceps, straight, 10 cm |  | 8
15-162-10 | Micro-Mosquito forceps, straight, 1x2, 10 cm |  | 8
15-100-14 | Ochsner-Kocher forceps, straight, 14 cm |  | 6
15-273-14 | Baby-Adson forceps, curved, 14 cm |  | 2
15-273-18 | Baby-Adson forceps, curved, 18 cm |  | 2
15-237-16 | Gemini forceps, curved, 16 cm |  | 2
15-343-14 | Baby-Mikulicz forceps, curved, 14 cm |  | 4
10-910-21 | Yasargil suction tube, Ø 2.0 mm, 150 mm |  | 1
10-915-08 | Pool suction cannula, Ø 8 mm, 22.5 cm |  | 1
17-721-13 | Kronecker ligature needle, for right hand, 13 cm |  | 1
17-717-19 | Cooper ligature needle, 19 cm |  | 1
17-765-19 | König ligature conductor, 3 mm, 19.5 cm |  | 1
17-771-22 | Payr ligature conductor, curved, 5 mm, 22 cm |  | 1
17-727-20 | Ligature needle, left, blunt, 20 cm |  | 2
17-729-20 | Ligature needle, left, blunt, 20 cm |  | 2
18-012-15 | Crile-Wood TC-needle holder, 15 cm |  | 1
18-004-18 | De Bakey TC-needle holder, 18 cm, | Mayo Hegar delicate | 2
51-103-08 | Round bowls, Ø 85 mm, H 50 mm, 0.175 l |  | 1
51-103-11 | Round bowls, Ø 100 mm, H 50 mm, 0.25 l |  | 1
55-110-61 | Container bottom, aluminium, 600 x 272 x 116 mm, | non perforated | 1
55-110-90 | Container lid, aluminium, silver, 585 x 285 mm, | perforated | 1
55-190-05 | Wire basket, 480 x 245 x 50 mm |  | 2
55-820-03 | Identification label, red |  | 1
57-055-02 | INTESTINAL INSTRUMENT SET
13-210-16 | De Bakey forceps, 1.5 mm, straight, 16 cm |  | 4
11-002-11 | Surgical scissors, Fig. 2, straight, 11 cm, | sharp/blunt | 2
11-229-11 | Metzenbaum baby scissors, curved, 11 cm |  | 2
15-000-18 | Pean forceps, straight, 18 cm |  | 2
15-001-18 | Pean forceps, curved, 18 cm |  | 2
18-012-15 | Crile-Wood TC-needle holder, 15 cm |  | 2
15-760-16 | Babcock tissue forceps, straight, 16 cm |  | 6
33-167-18 | Payr intestinal & pylorus clamp with pin, 66 mm, | double action, 15 cm | 1
33-110-17 | Doyen atrauma clamp, straight, 17 cm |  | 2
33-111-17 | Doyen atrauma clamp, curved, 17 cm |  | 2
33-111-18 | Doyen atrauma clamp, curved, 18 cm |  | 2
51-103-08 | Round bowls, Ø 85 mm, H 50 mm, 0.175 l |  | 3
16-074-01 | Spatula, malleable, soft, 200 x 6 mm |  | 1
16-074-03 | Spatula, malleable, soft, 200 x 10 mm |  | 1
16-074-04 | Spatula, malleable, soft, 200 x 12 mm |  | 1
57-055-02 C | INTESTINAL INSTRUMENT SET, CONTAINER AND BASKET
13-210-16 | De Bakey forceps, 1.5 mm, straight, 16 cm |  | 4
11-002-11 | Surgical scissors, Fig. 2, straight, 11 cm, | sharp/blunt | 2
11-229-11 | Metzenbaum baby scissors, curved, 11 cm |  | 2
15-000-18 | Pean forceps, straight, 18 cm |  | 2
15-001-18 | Pean forceps, curved, 18 cm |  | 2
18-012-15 | Crile-Wood TC-needle holder, 15 cm |  | 2
15-760-16 | Babcock tissue forceps, straight, 16 cm |  | 6
33-167-18 | Payr intestinal & pylorus clamp with pin, 66 mm, | double action, 15 cm | 1
33-110-17 | Doyen atrauma clamp, straight, 17 cm |  | 2
33-111-17 | Doyen atrauma clamp, curved, 17 cm |  | 2
33-111-18 | Doyen atrauma clamp, curved, 18 cm |  | 2
51-103-08 | Round bowls, Ø 85 mm, H 50 mm, 0.175 l |  | 3
16-074-01 | Spatula, malleable, soft, 200 x 6 mm |  | 1
16-074-03 | Spatula, malleable, soft, 200 x 10 mm |  | 1
16-074-04 | Spatula, malleable, soft, 200 x 12 mm |  | 1
55-310-60 | Container bottom, aluminium, 310 x 272 x 96 mm, | non perforated | 1
55-310-90 | Container lid, aluminium, silver, 295 x 280 mm, | perforated | 1
55-390-05 | Wire basket, 246 x 246 x 50 mm |  | 1
55-820-03 | Identification label, red |  | 1
57-055-04 | THORAX INSTRUMENTS SET
30-201-00 | Cooley rip spreader, baby, alu, lateral blades | 14 x 16 mm, spreading 85 mm | 1
16-018-05 | Langenbeck retractor, 40x11 mm |  | 1
40-408-01 | Semb periosteal elevator, 12 mm, 19 cm |  | 1
40-408-02 | Semb periosteal elevator, 12 mm, 22 cm |  | 1
40-316-12 | Lexer-Mini osteotome, 12 mm, 18.5 cm |  | 1
30-103-22 | Gluck rip scissors, 22 cm |  | 1
30-109-24 | Lebsche sternal chisel, 24 cm |  | 1
30-262-14 | Bailey-Gibbon rip contractor, 16 cm |  | 1
40-467-05 | Volkmann bone curette, Fig. 1, 17 cm |  | 1
40-873-22 | TC wire cutting forceps, angled, 22 cm, | hard Ø 2.2 mm / soft Ø 3.0 mm | 1
40-850-14 | Flat nose pliers, 14 cm |  | 1
40-641-03 | Böhler bone rongeur, curved, 3 mm, 15.5 cm |  | 1
57-055-04 C | THORAX INSTRUMENTS SET, CONTAINER AND BASKET
30-201-00 | Cooley rip spreader, baby, alu, lateral blades | 14 x 16 mm, spreading 85 mm | 1
16-018-05 | Langenbeck retractor, 40x11 mm |  | 1
40-408-01 | Semb periosteal elevator, 12 mm, 19 cm |  | 1
40-408-02 | Semb periosteal elevator, 12 mm, 22 cm |  | 1
40-316-12 | Lexer-Mini osteotome, 12 mm, 18.5 cm |  | 1
30-103-22 | Gluck rip scissors, 22 cm |  | 1
30-109-24 | Lebsche sternal chisel, 24 cm |  | 1
30-262-14 | Bailey-Gibbon rip contractor, 16 cm |  | 1
40-467-05 | Volkmann bone curette, Fig. 1, 17 cm |  | 1
40-873-22 | TC wire cutting forceps, angled, 22 cm, | hard Ø 2.2 mm / soft Ø 3.0 mm | 1
40-850-14 | Flat nose pliers, 14 cm |  | 1
40-641-03 | Böhler bone rongeur, curved, 3 mm, 15.5 cm |  | 1
55-110-60 | Container bottom, aluminium, 600 x 272 x 96 mm, | non perforated | 1
55-110-90 | Container lid, aluminium, silver, 585 x 285 mm, | perforated | 1
55-190-05 | Wire basket, 480 x 245 x 50 mm |  | 1
55-820-03 | Identification label, red |  | 1
57-055-06 | CARDIOVASCULAR MICRO INSTRUMENTS SET
13-610-18 | Micro forceps, round handle Ø 8 mm, | straight, 0.7 x 6.0 mm with platform, 18 cm | 1
13-611-18 | Micro forceps, round handle Ø 8 mm, | curved, 0.7 x 6.0 mm with platform, 18 cm | 1
11-625-18 | Micro-scissors, pointed 90°, angled, 18 cm |  | 1
11-637-18 | Jacobson micro scissors, curved, 18.5 cm |  | 1
15-498-08 | Bulldog clamp Diethrich, straight, jaw 8 mm |  | 2
15-499-08 | Bulldog clamp Diethrich, angled, jaw 8 mm |  | 2
15-062-10 | Micro-Mosquito forceps, straight, 10 cm |  | 2
18-610-14 | Castroviejo micro TC-needle holder, with catch, | straight, smooth, 14 cm | 1
18-611-14 | Castroviejo micro TC-needle holder, with catch, | straight, smooth, 14 cm | 1
57-055-06 C | CARDIOVASCULAR MICRO INSTRUMENTS SET, CONTAINER AND BASKET
13-610-18 | Micro forceps, round handle Ø 8 mm, | straight, 0.7 x 6.0 mm with platform, 18 cm | 1
13-611-18 | Micro forceps, round handle Ø 8 mm, | curved, 0.7 x 6.0 mm with platform, 18 cm | 1
11-625-18 | Micro-scissors, pointed 90°, angled, 18 cm |  | 1
11-637-18 | Jacobson micro scissors, curved, 18.5 cm |  | 1
15-498-08 | Bulldog clamp Diethrich, straight, jaw 8 mm |  | 2
15-499-08 | Bulldog clamp Diethrich, angled, jaw 8 mm |  | 2
15-062-10 | Micro-Mosquito forceps, straight, 10 cm |  | 2
18-610-14 | Castroviejo micro TC-needle holder, with catch, | straight, smooth, 14 cm | 1
18-611-14 | Castroviejo micro TC-needle holder, with catch, | straight, smooth, 14 cm | 1
55-510-61 | Container bottom, aluminium, 320 x 186 x 59 mm, | non perforated - for Special container | 1
55-510-90 | Container lid, aluminium, silver, 325 x 192 mm, | perforated - for Special container | 1
55-525-05 | Stainless steel tray 275 x 175 x 45mm, without lid |  | 1
55-820-03 | Identification label, red |  | 1
57-055-08 | EMERGENCY INSTRUMENTS SET (CARDIOVASCULAR)
10-104-01 | Scalpel handle, standard No. 4 |  | 1
10-103-01 | Scalpel handle, standard No. 3 |  | 2
13-000-16 | Standard dressing forceps, straight, 16 cm |  | 2
13-100-16 | Dissecting forceps 1x2, 16 cm |  | 2
13-244-15 | TITAN De Bakey forceps, straight, jaw 1.8 mm, 15cm |  | 1
17-667-18 | Micro needle holder, without catch, 11.0 x 0.4 mm | Ø 9 mm, curved, 18 cm | 1
13-242-15 | TITAN De Bakey forceps, straight, jaw 1.5 mm, 15cm |  | 1
30-201-00 | Cooley rip spreader, baby, alu, lateral blades | 14 x 16 mm, spreading 85 mm | 1
30-212-00 | Castaneda rip spreader, Fig. 2, alu, | lateral blades 12 x 45 mm, spreading 72 mm | 1
30-211-00 | Castaneda rip spreader, Fig. 1, alu, | lateral blades 10 x 30 mm, spreading 65 mm | 1
30-205-00 | Finocchietto rip spreader, baby, alu, | lateral blades 12 x 15 mm, spreading 70 mm | 1
15-821-14 | Peers-Bertram towel forceps, 14.5 cm |  | 6
15-541-03 | Castaneda-Neonatal vascular clamp, delicate, | 90° angled, 11 cm | 2
15-659-04 | Cooley atrauma clamp, delicate, curved, Fig. 4, | 13.5 cm | 2
15-543-04 | Castaneda-Neonatal vascular clamp, delicate, | Fig. 4, curved, 12 cm | 1
15-543-03 | Castaneda-Neonatal vascular clamp, delicate, | Fig. 3, curved, 12 cm | 1
15-659-09 | Cooley atrauma clamp, delicate, curved, Fig. 9, | 13 cm | 1
15-543-02 | Castaneda-Neonatal vascular clamp, delicate, | Fig. 2, curved, 12 cm | 1
15-543-01 | Castaneda-Neonatal vascular clamp, delicate, | Fig. 1, curved, 11.5 cm | 1
10-804-12 | Vein cannula, 1.20 x 80 mm |  | 1
10-902-06 | Frazier suction tube, 30°, 13 cm, 6 Charr. |  | 1
10-902-10 | Frazier suction tube, 30°, 13 cm, 10 Charr. |  | 1
15-701-22 | Ulrich sponge forceps, curved, 22.5 cm |  | 1
15-001-14 | Pean forceps, curved, 14 cm |  | 1
12-170-15 | TC Mayo-Stille scissors, straight, 15 cm |  | 1
12-253-17 | TC Tönnis-Adson scissors, curved, 17.5 cm |  | 1
12-245-12 | TC Killner scissors, fine, curved, 12 cm |  | 1
12-253-14 | TC Metzenbaum-Lahey scissors, curved, 14 cm |  | 1
18-016-15 | Senning TC-needle holder, 15 cm |  | 1
18-012-15 | Crile-Wood TC-needle holder, 15 cm |  | 1
11-623-18 | Micro-scissors, pointed 45°, angled, 18 cm |  | 1
15-063-12 | Micro-Mosquito forceps, curved, 12.5 cm |  | 2
15-237-13 | Gemini forceps, curved, 13 cm |  | 2
15-273-14 | Baby-Adson forceps, curved, 14 cm |  | 1
13-160-08 | Micro forceps, 0.8 mm, straight, 15 cm |  | 1
13-160-10 | Micro forceps, 1.0 mm, straight, 15 cm |  | 1
16-074-03 | Spatula, malleable, soft, 200 x 10 mm |  | 2
10-103-07 | Scalpel handle No. 7 K |  | 1
16-218-10 | Weitlaner self retainig retractor, blunt, | 2x3 teeth, 11 cm | 1
16-213-07 | Alm self retaining retractor, blunt, 7 cm |  | 1
31-206-01 | Ross retractor 27 cm, Fig. 1 |  | 1
31-206-02 | Ross retractor 27 cm, Fig. 2 |  | 1
16-130-14 | Desmarres retractor (fenestrated), 14 mm, 16 cm |  | 2
16-111-01 | O'Connor hook, wide curve, 16 cm |  | 2
16-052-01 | Mini-Roux retractor, 8 x 6 mm, 14.5 cm |  | 1
16-140-10 | Mini-Langenbeck retractor, 10 x 6 mm, 16 cm |  | 2
16-025-11 | Kocher Langenbeck retractor, 25 x 10 mm 21.5 cm |  | 2
16-025-02 | Kocher Langenbeck retractor, 35 x 8 mm 21.5 cm |  | 2
57-055-08 C | EMERGENCY INSTRUMENTS SET(CARDIOVASC.), CONTAINER AND BASKET
10-104-01 | Scalpel handle, standard No. 4 |  | 1
10-103-01 | Scalpel handle, standard No. 3 |  | 2
13-000-16 | Standard dressing forceps, straight, 16 cm |  | 2
13-100-16 | Dissecting forceps 1x2, 16 cm |  | 2
13-244-15 | TITAN De Bakey forceps, straight, jaw 1.8 mm, 15cm |  | 1
17-667-18 | Micro needle holder, without catch, 11.0 x 0.4 mm | Ø 9 mm, curved, 18 cm | 1
13-242-15 | TITAN De Bakey forceps, straight, jaw 1.5 mm, 15cm |  | 1
30-201-00 | Cooley rip spreader, baby, alu, lateral blades | 14 x 16 mm, spreading 85 mm | 1
30-212-00 | Castaneda rip spreader, Fig. 2, alu, | lateral blades 12 x 45 mm, spreading 72 mm | 1
30-211-00 | Castaneda rip spreader, Fig. 1, alu, | lateral blades 10 x 30 mm, spreading 65 mm | 1
30-205-00 | Finocchietto rip spreader, baby, alu, | lateral blades 12 x 15 mm, spreading 70 mm | 1
15-821-14 | Peers-Bertram towel forceps, 14.5 cm |  | 6
15-541-03 | Castaneda-Neonatal vascular clamp, delicate, | 90° angled, 11 cm | 2
15-659-04 | Cooley atrauma clamp, delicate, curved, Fig. 4, | 13.5 cm | 2
15-543-04 | Castaneda-Neonatal vascular clamp, delicate, | Fig. 4, curved, 12 cm | 1
15-543-03 | Castaneda-Neonatal vascular clamp, delicate, | Fig. 3, curved, 12 cm | 1
15-659-09 | Cooley atrauma clamp, delicate, curved, Fig. 9, | 13 cm | 1
15-543-02 | Castaneda-Neonatal vascular clamp, delicate, | Fig. 2, curved, 12 cm | 1
15-543-01 | Castaneda-Neonatal vascular clamp, delicate, | Fig. 1, curved, 11.5 cm | 1
10-804-12 | Vein cannula, 1.20 x 80 mm |  | 1
10-902-06 | Frazier suction tube, 30°, 13 cm, 6 Charr. |  | 1
10-902-10 | Frazier suction tube, 30°, 13 cm, 10 Charr. |  | 1
15-701-22 | Ulrich sponge forceps, curved, 22.5 cm |  | 1
15-001-14 | Pean forceps, curved, 14 cm |  | 1
12-170-15 | TC Mayo-Stille scissors, straight, 15 cm |  | 1
12-253-17 | TC Tönnis-Adson scissors, curved, 17.5 cm |  | 1
12-245-12 | TC Killner scissors, fine, curved, 12 cm |  | 1
12-253-14 | TC Metzenbaum-Lahey scissors, curved, 14 cm |  | 1
18-016-15 | Senning TC-needle holder, 15 cm |  | 1
18-012-15 | Crile-Wood TC-needle holder, 15 cm |  | 1
11-623-18 | Micro-scissors, pointed 45°, angled, 18 cm |  | 1
15-063-12 | Micro-Mosquito forceps, curved, 12.5 cm |  | 2
15-237-13 | Gemini forceps, curved, 13 cm |  | 2
15-273-14 | Baby-Adson forceps, curved, 14 cm |  | 1
13-160-08 | Micro forceps, 0.8 mm, straight, 15 cm |  | 1
13-160-10 | Micro forceps, 1.0 mm, straight, 15 cm |  | 1
16-074-03 | Spatula, malleable, soft, 200 x 10 mm |  | 2
10-103-07 | Scalpel handle No. 7 K |  | 1
16-218-10 | Weitlaner self retainig retractor, blunt, | 2x3 teeth, 11 cm | 1
16-213-07 | Alm self retaining retractor, blunt, 7 cm |  | 1
31-206-01 | Ross retractor 27 cm, Fig. 1 |  | 1
31-206-02 | Ross retractor 27 cm, Fig. 2 |  | 1
16-130-14 | Desmarres retractor (fenestrated), 14 mm, 16 cm |  | 2
16-111-01 | O'Connor hook, wide curve, 16 cm |  | 2
16-052-01 | Mini-Roux retractor, 8 x 6 mm, 14.5 cm |  | 1
16-140-10 | Mini-Langenbeck retractor, 10 x 6 mm, 16 cm |  | 2
16-025-11 | Kocher Langenbeck retractor, 25 x 10 mm 21.5 cm |  | 2
16-025-02 | Kocher Langenbeck retractor, 35 x 8 mm 21.5 cm |  | 2
55-110-61 | Container bottom, aluminium, 600 x 272 x 116 mm, | non perforated | 1
55-110-90 | Container lid, aluminium, silver, 585 x 285 mm, | perforated | 1
55-190-05 | Wire basket, 480 x 245 x 50 mm |  | 1
55-820-03 | Identification label, red |  | 1
57-055-10 | VENAE SECTIO / CUT DOWN SET
15-703-22 | Gross-Maier sponge forceps, curved, 22 cm |  | 2
15-702-20 | Gross-Maier sponge forceps, straight, 20 cm |  | 2
15-825-10 | Tohoku towel forceps, 10 cm |  | 4
15-766-14 | Allis tissue forceps, 4x5, straight, 15 cm |  | 2
10-103-01 | Scalpel handle, standard No. 3 |  | 2
11-011-12 | Surgical scissors curved, delicate, Fig.1, 12 cm | blunt/blunt | 1
11-441-10 | Iris scissors (M), curved, 10 cm |  | 1
11-003-11 | Surgical scissors, Fig. 2, curved, 11 cm, | sharp/blunt | 1
13-054-12 | Semken forceps, straight, 12 cm |  | 2
13-154-12 | Semken dissecting forceps, straight, 1x2, 12 cm |  | 2
15-063-10 | Micro-Mosquito forceps, curved, 10 cm |  | 4
15-162-12 | Micro-Mosquito forceps, straight, 1x2, 12 cm |  | 4
15-273-14 | Baby-Adson forceps, curved, 14 cm |  | 1
16-124-02 | Trachea hook, sharp, 2-prongs, 16.5 cm |  | 2
16-127-10 | Desmarres vein retractor, 10 mm, 13 cm |  | 2
16-107-17 | Brom vein hook, curved, 17 cm |  | 1
16-217-10 | Weitlaner self retainig retractor, sharp, 2x3, | 11 cm | 1
10-610-13 | Director, 13 cm |  | 1
17-721-13 | Kronecker ligature needle, for right hand, 13 cm |  | 1
18-012-15 | Crile-Wood TC-needle holder, 15 cm |  | 1
57-055-10 C | VENAE SECTIO / CUT DOWN SET, CONTAINER AND BASKET
15-703-22 | Gross-Maier sponge forceps, curved, 22 cm |  | 2
15-702-20 | Gross-Maier sponge forceps, straight, 20 cm |  | 2
15-825-10 | Tohoku towel forceps, 10 cm |  | 4
15-766-14 | Allis tissue forceps, 4x5, straight, 15 cm |  | 2
10-103-01 | Scalpel handle, standard No. 3 |  | 2
11-011-12 | Surgical scissors curved, delicate, Fig.1, 12 cm | blunt/blunt | 1
11-441-10 | Iris scissors (M), curved, 10 cm |  | 1
11-003-11 | Surgical scissors, Fig. 2, curved, 11 cm, | sharp/blunt | 1
13-054-12 | Semken forceps, straight, 12 cm |  | 2
13-154-12 | Semken dissecting forceps, straight, 1x2, 12 cm |  | 2
15-063-10 | Micro-Mosquito forceps, curved, 10 cm |  | 4
15-162-12 | Micro-Mosquito forceps, straight, 1x2, 12 cm |  | 4
15-273-14 | Baby-Adson forceps, curved, 14 cm |  | 1
16-124-02 | Trachea hook, sharp, 2-prongs, 16.5 cm |  | 2
16-127-10 | Desmarres vein retractor, 10 mm, 13 cm |  | 2
16-107-17 | Brom vein hook, curved, 17 cm |  | 1
16-217-10 | Weitlaner self retainig retractor, sharp, 2x3, | 11 cm | 1
10-610-13 | Director, 13 cm |  | 1
17-721-13 | Kronecker ligature needle, for right hand, 13 cm |  | 1
18-012-15 | Crile-Wood TC-needle holder, 15 cm |  | 1
55-310-60 | Container bottom, aluminium, 310 x 272 x 96 mm, | non perforated | 1
55-310-90 | Container lid, aluminium, silver, 295 x 280 mm, | perforated | 1
55-390-05 | Wire basket, 246 x 246 x 50 mm |  | 1
55-820-03 | Identification label, red |  | 1
57-055-12 | TRACHEOTOMY INSTRUMENTS SET
10-103-07 | Scalpel handle No. 7 K |  | 1
11-011-12 | Surgical scissors curved, delicate, Fig.1, 12 cm | blunt/blunt | 1
11-439-11 | Iris scissors (M), sickel shaped, 11 cm |  | 1
13-054-12 | Semken forceps, straight, 12 cm |  | 2
13-154-12 | Semken dissecting forceps, straight, 1x2, 12 cm |  | 2
15-063-10 | Micro-Mosquito forceps, curved, 10 cm |  | 4
15-162-10 | Micro-Mosquito forceps, straight, 1x2, 10 cm |  | 4
15-766-14 | Allis tissue forceps, 4x5, straight, 15 cm |  | 2
15-702-20 | Gross-Maier sponge forceps, straight, 20 cm |  | 2
16-108-01 | Graefe-Micro-Hook, sharp, 15 cm |  | 2
16-111-01 | O'Connor hook, wide curve, 16 cm |  | 2
16-138-10 | Senn-Green retractor, 10 x 6 mm, 15 cm |  | 2
18-032-12 | Derf (Wright) TC-needle holder, 12 cm |  | 1
57-055-12 C | TRACHEOTOMY INSTRUMENTS SET, CONTAINER AND BASKET
10-103-07 | Scalpel handle No. 7 K |  | 1
11-011-12 | Surgical scissors curved, delicate, Fig.1, 12 cm | blunt/blunt | 1
11-439-11 | Iris scissors (M), sickel shaped, 11 cm |  | 1
13-054-12 | Semken forceps, straight, 12 cm |  | 2
13-154-12 | Semken dissecting forceps, straight, 1x2, 12 cm |  | 2
15-063-10 | Micro-Mosquito forceps, curved, 10 cm |  | 4
15-162-10 | Micro-Mosquito forceps, straight, 1x2, 10 cm |  | 4
15-766-14 | Allis tissue forceps, 4x5, straight, 15 cm |  | 2
15-702-20 | Gross-Maier sponge forceps, straight, 20 cm |  | 2
16-108-01 | Graefe-Micro-Hook, sharp, 15 cm |  | 2
16-111-01 | O'Connor hook, wide curve, 16 cm |  | 2
16-138-10 | Senn-Green retractor, 10 x 6 mm, 15 cm |  | 2
18-032-12 | Derf (Wright) TC-needle holder, 12 cm |  | 1
55-310-60 | Container bottom, aluminium, 310 x 272 x 96 mm, | non perforated | 1
55-310-90 | Container lid, aluminium, silver, 295 x 280 mm, | perforated | 1
55-390-05 | Wire basket, 246 x 246 x 50 mm |  | 1
55-820-03 | Identification label, red |  | 1
57-055-14 | HERNIA AND APPENDIX FOR CHILDREN SET
15-703-27 | Gross-Maier sponge forceps, curved, 27 cm |  | 2
15-801-11 | Backhaus towel forceps, 11 cm |  | 4
15-825-10 | Tohoku towel forceps, 10 cm |  | 4
10-103-01 | Scalpel handle, standard No. 3 |  | 2
12-201-11 | TC Metzenbaum scissors, curved, 11 cm |  | 1
12-201-14 | TC Metzenbaum scissors, curved, 14 cm |  | 1
12-731-14 W | TC Mayo ligature scissors, curved, 14 cm W |  | 1
11-003-14 | Surgical scissors, Fig. 2, curved, 14 cm, | sharp/blunt | 1
13-002-14 | Dressing forceps delicate, straight, 14 cm |  | 1
13-102-14 | Dissecting forceps 1x2, delicate, 14 cm |  | 2
13-210-16 | De Bakey forceps, 1.5 mm, straight, 16 cm |  | 2
15-061-12 | Halsted-Mosquito forceps, curved, 12.5 cm |  | 6
15-049-14 | Crile forceps, curved, 14 cm |  | 6
15-100-14 | Ochsner-Kocher forceps, straight, 14 cm |  | 2
15-736-18 | Förster-Ballenger forceps, straight, 18 cm |  | 2
15-343-14 | Baby-Mikulicz forceps, curved, 14 cm |  | 2
15-033-14 | Micro Adson forceps, 14 cm |  | 2
15-275-02 | Baby-Mixter artery forceps, strongly curved, 14 cm |  | 2
18-110-13 | Ryder-Vascular TC-needle holder, 13 cm |  | 1
18-012-15 | Crile-Wood TC-needle holder, 15 cm |  | 1
18-002-16 | Mayo-Hegar TC-needle holder, 16 cm |  | 1
16-138-20 | Senn-Green retractor, 20 x 6 mm, 15 cm |  | 2
16-018-01 | Langenbeck retractor, 30x11 mm |  | 2
16-018-05 | Langenbeck retractor, 40x11 mm |  | 2
16-124-02 | Trachea hook, sharp, 2-prongs, 16.5 cm |  | 2
16-002-04 | Volkmann retractor, 4-prongs, semi-sharp, 22 cm |  | 2
16-128-12 | Desmarres vein retractor, 12 mm, 16 cm |  | 2
16-051-01 | Baby-Roux retractor, 12.5 cm |  | 2
16-050-01 | Roux retractor, Fig. 1, 14 cm |  | 2
56-100-65 | Needle case, 62 x 13 mm, insert only |  | 1
51-103-08 | Round bowls, Ø 85 mm, H 50 mm, 0.175 l |  | 1
51-103-12 | Round bowls, Ø 150 mm, H 62 mm, 0.9 l |  | 1
51-100-25 | Kidney bowls, 250 x 140 x 40 mm |  | 1
10-709-10 | Redon guide needle, straight,lancet tip, 10 Charr. | with step formation | 1
10-709-12 | Redon guide needle, straight,lancet tip, 12 Charr. | with step formation | 1
57-055-14 C | HERNIA AND APPENDIX FOR CHILDREN SET, CONTAINER AND BASKET
15-703-27 | Gross-Maier sponge forceps, curved, 27 cm |  | 2
15-801-11 | Backhaus towel forceps, 11 cm |  | 4
15-825-10 | Tohoku towel forceps, 10 cm |  | 4
10-103-01 | Scalpel handle, standard No. 3 |  | 2
12-201-11 | TC Metzenbaum scissors, curved, 11 cm |  | 1
12-201-14 | TC Metzenbaum scissors, curved, 14 cm |  | 1
12-731-14 W | TC Mayo ligature scissors, curved, 14 cm W |  | 1
11-003-14 | Surgical scissors, Fig. 2, curved, 14 cm, | sharp/blunt | 1
13-002-14 | Dressing forceps delicate, straight, 14 cm |  | 1
13-102-14 | Dissecting forceps 1x2, delicate, 14 cm |  | 2
13-210-16 | De Bakey forceps, 1.5 mm, straight, 16 cm |  | 2
15-061-12 | Halsted-Mosquito forceps, curved, 12.5 cm |  | 6
15-049-14 | Crile forceps, curved, 14 cm |  | 6
15-100-14 | Ochsner-Kocher forceps, straight, 14 cm |  | 2
15-736-18 | Förster-Ballenger forceps, straight, 18 cm |  | 2
15-343-14 | Baby-Mikulicz forceps, curved, 14 cm |  | 2
15-033-14 | Micro Adson forceps, 14 cm |  | 2
15-275-02 | Baby-Mixter artery forceps, strongly curved, 14 cm |  | 2
18-110-13 | Ryder-Vascular TC-needle holder, 13 cm |  | 1
18-012-15 | Crile-Wood TC-needle holder, 15 cm |  | 1
18-002-16 | Mayo-Hegar TC-needle holder, 16 cm |  | 1
16-138-20 | Senn-Green retractor, 20 x 6 mm, 15 cm |  | 2
16-018-01 | Langenbeck retractor, 30x11 mm |  | 2
16-018-05 | Langenbeck retractor, 40x11 mm |  | 2
16-124-02 | Trachea hook, sharp, 2-prongs, 16.5 cm |  | 2
16-002-04 | Volkmann retractor, 4-prongs, semi-sharp, 22 cm |  | 2
16-128-12 | Desmarres vein retractor, 12 mm, 16 cm |  | 2
16-051-01 | Baby-Roux retractor, 12.5 cm |  | 2
16-050-01 | Roux retractor, Fig. 1, 14 cm |  | 2
56-100-65 | Needle case, 62 x 13 mm, insert only |  | 1
51-103-08 | Round bowls, Ø 85 mm, H 50 mm, 0.175 l |  | 1
51-103-12 | Round bowls, Ø 150 mm, H 62 mm, 0.9 l |  | 1
51-100-25 | Kidney bowls, 250 x 140 x 40 mm |  | 1
10-709-10 | Redon guide needle, straight,lancet tip, 10 Charr. | with step formation | 1
10-709-12 | Redon guide needle, straight,lancet tip, 12 Charr. | with step formation | 1
55-110-60 | Container bottom, aluminium, 600 x 272 x 96 mm, | non perforated | 1
55-110-90 | Container lid, aluminium, silver, 585 x 285 mm, | perforated | 1
55-190-05 | Wire basket, 480 x 245 x 50 mm |  | 1
55-820-03 | Identification label, red |  | 1
57-055-16 | ABDOMINAL RETRACTOR SET, CHILDREN
16-267-00 | Baby-Collin abdominal retractor complete with | 2 pairs of lateral blades, 18x40 mm and 27x40 mm | 1
16-274-10 | Gosset abdominal retractor, 12.5 cm | spreading 100 mm, lateral blades 40 x 30 mm | 1
16-284-00 | Kirschner abdominal retractor, oval, complete | with frame 340 x 240 mm and 6 hooks 3 x 50x65, | 1
57-055-18 | ABDOMINAL AND VAGINAL SET, CHILDREN
15-701-27 | Ulrich sponge forceps, curved, 26.5 cm |  | 1
15-801-08 | Backhaus towel forceps, 8 cm |  | 12
10-104-01 | Scalpel handle, standard No. 4 |  | 1
10-103-04 | Scalpel handle No. 3 L |  | 1
10-103-01 | Scalpel handle, standard No. 3 |  | 1
15-100-14 | Ochsner-Kocher forceps, straight, 14 cm |  | 10
15-126-18 | Halsted-Mosquito forceps, straight, 18 cm |  | 8
15-126-21 | Halsted-Mosquito forceps, straight, 21 cm |  | 2
15-022-20 | Heiss forceps, straight, 20 cm |  | 8
15-048-14 | Crile forceps, straight, 14 cm |  | 4
15-327-22 | Rogers parametrium forceps, curved, 22 cm |  | 3
15-001-20 | Pean forceps, curved, 20 cm |  | 2
15-702-20 | Gross-Maier sponge forceps, straight, 20 cm |  | 4
15-343-18 | Mikulicz forceps, curved, 18 cm |  | 4
16-048-02 | Martin retractor, 105 x 27 mm, 25 cm |  | 1
16-041-01 | Kocher retractor, 80 x 45 mm, 25 cm |  | 1
16-051-01 | Baby-Roux retractor, 12.5 cm |  | 2
16-050-01 | Roux retractor, Fig. 1, 14 cm |  | 2
16-133-14 | Cushing vein hook, 14 mm, 20 cm |  | 1
16-002-04 | Volkmann retractor, 4-prongs, semi-sharp, 22 cm |  | 2
16-073-03 | Haberer-spatula, malleable, 300x37/45 mm |  | 1
13-208-16 | De Bakey forceps, 2.0 mm, straight, 16 cm |  | 2
13-208-20 | De Bakey forceps, 2.0 mm, straight, 20 cm |  | 2
13-204-24 | De Bakey forceps, 2.8 mm, straight, 24 cm |  | 2
13-208-24 | De Bakey forceps, 2.0 mm, straight, 24 cm |  | 1
13-100-14 | Dissecting forceps 1x2, 14.5 cm |  | 2
13-164-21 | Potts-Smith dissecting forceps, straight, 21 cm |  | 3
13-106-25 | Waugh forceps, 1x2, straight, 25 cm |  | 1
11-210-14 | Metzenbaum scissors, delicate, straight, | blunt/blunt, 14 cm | 1
11-211-14 | Metzenbaum scissors, delicate, curved, | blunt/blunt, 14 cm | 1
12-211-14 | TC Metzenbaum scissors, delicate, curved, 14 cm |  | 2
12-231-16 | TC Mayo-Lexer scissors, curved, 16 cm |  | 2
12-201-14 | TC Metzenbaum scissors, curved, 14 cm |  | 1
12-167-22 | TC Parametrium scissors, slightly curved, 22 cm |  | 2
12-121-23 | TC Sims scissors Fig. 1, curved, 23 cm |  | 1
17-731-21 | Deschamps ligature needle, left, blunt, 21 cm |  | 1
17-767-19 | König ligature conductor, 5 mm, 19.5 cm |  | 1
15-217-04 | Overholt forceps, curved, 21.5 cm, S-shape |  | 1
18-002-20 | Mayo-Hegar TC-needle holder, 20 cm |  | 2
18-004-23 | De Bakey TC-needle holder, 23 cm |  | 1
35-206-25 | Braun uterine tenaculum forceps, 25 cm |  | 2
35-226-21 | Czerny tenaculum forceps, straight, 20.5 cm |  | 1
10-602-20 | Probe, Ø 2 mm, 20 cm |  | 1
56-112-02 | Needle case perforated, with compartments | 150 x 95 x 13 mm | 1
35-082-01 | Doyen specula, slightly concave, 55 x 35 mm |  | 2
35-042-01 | Kristeller retractor, Fig. 00, 110 x 14 |  | 1
35-042-02 | Kristeller retractor, Fig. 0, 110 x 17 m |  | 1
35-040-01 | Kristeller specula, set, Fig. 00, 105 x 18 mm / | 110 x 14 mm | 1
35-040-02 | Kristeller specula, set, Fig. 0, 105 x 21 mm / | 110 x 17 mm | 2
35-030-01 | Kristeller specula, set, Fig. 1, 70x27mm / 75x23mm |  | 1
56-100-65 | Needle case, 62 x 13 mm, insert only |  | 1
51-100-25 | Kidney bowls, 250 x 140 x 40 mm |  | 1
12-731-23 W | TC Mayo ligature scissors, curved, 23 cm W |  | 1
57-055-18 C | ABDOMINAL AND VAGINAL SET, CHILDREN, CONTAINER AND BASKET
15-701-27 | Ulrich sponge forceps, curved, 26.5 cm |  | 1
15-801-08 | Backhaus towel forceps, 8 cm |  | 12
10-104-01 | Scalpel handle, standard No. 4 |  | 1
10-103-04 | Scalpel handle No. 3 L |  | 1
10-103-01 | Scalpel handle, standard No. 3 |  | 1
15-100-14 | Ochsner-Kocher forceps, straight, 14 cm |  | 10
15-126-18 | Halsted-Mosquito forceps, straight, 18 cm |  | 8
15-126-21 | Halsted-Mosquito forceps, straight, 21 cm |  | 2
15-022-20 | Heiss forceps, straight, 20 cm |  | 8
15-048-14 | Crile forceps, straight, 14 cm |  | 4
15-327-22 | Rogers parametrium forceps, curved, 22 cm |  | 3
15-001-20 | Pean forceps, curved, 20 cm |  | 2
15-702-20 | Gross-Maier sponge forceps, straight, 20 cm |  | 4
15-343-18 | Mikulicz forceps, curved, 18 cm |  | 4
16-048-02 | Martin retractor, 105 x 27 mm, 25 cm |  | 1
16-041-01 | Kocher retractor, 80 x 45 mm, 25 cm |  | 1
16-051-01 | Baby-Roux retractor, 12.5 cm |  | 2
16-050-01 | Roux retractor, Fig. 1, 14 cm |  | 2
16-133-14 | Cushing vein hook, 14 mm, 20 cm |  | 1
16-002-04 | Volkmann retractor, 4-prongs, semi-sharp, 22 cm |  | 2
16-073-03 | Haberer-spatula, malleable, 300x37/45 mm |  | 1
13-208-16 | De Bakey forceps, 2.0 mm, straight, 16 cm |  | 2
13-208-20 | De Bakey forceps, 2.0 mm, straight, 20 cm |  | 2
13-204-24 | De Bakey forceps, 2.8 mm, straight, 24 cm |  | 2
13-208-24 | De Bakey forceps, 2.0 mm, straight, 24 cm |  | 1
13-100-14 | Dissecting forceps 1x2, 14.5 cm |  | 2
13-164-21 | Potts-Smith dissecting forceps, straight, 21 cm |  | 3
13-106-25 | Waugh forceps, 1x2, straight, 25 cm |  | 1
11-210-14 | Metzenbaum scissors, delicate, straight, | blunt/blunt, 14 cm | 1
11-211-14 | Metzenbaum scissors, delicate, curved, | blunt/blunt, 14 cm | 1
12-211-14 | TC Metzenbaum scissors, delicate, curved, 14 cm |  | 2
12-231-16 | TC Mayo-Lexer scissors, curved, 16 cm |  | 2
12-201-14 | TC Metzenbaum scissors, curved, 14 cm |  | 1
12-167-22 | TC Parametrium scissors, slightly curved, 22 cm |  | 2
12-121-23 | TC Sims scissors Fig. 1, curved, 23 cm |  | 1
17-731-21 | Deschamps ligature needle, left, blunt, 21 cm |  | 1
17-767-19 | König ligature conductor, 5 mm, 19.5 cm |  | 1
15-217-04 | Overholt forceps, curved, 21.5 cm, S-shape |  | 1
18-002-20 | Mayo-Hegar TC-needle holder, 20 cm |  | 2
18-004-23 | De Bakey TC-needle holder, 23 cm |  | 1
35-206-25 | Braun uterine tenaculum forceps, 25 cm |  | 2
35-226-21 | Czerny tenaculum forceps, straight, 20.5 cm |  | 1
10-602-20 | Probe, Ø 2 mm, 20 cm |  | 1
56-112-02 | Needle case perforated, with compartments | 150 x 95 x 13 mm | 1
35-082-01 | Doyen specula, slightly concave, 55 x 35 mm |  | 2
35-042-01 | Kristeller retractor, Fig. 00, 110 x 14 |  | 1
35-042-02 | Kristeller retractor, Fig. 0, 110 x 17 m |  | 1
35-040-01 | Kristeller specula, set, Fig. 00, 105 x 18 mm / | 110 x 14 mm | 1
35-040-02 | Kristeller specula, set, Fig. 0, 105 x 21 mm / | 110 x 17 mm | 2
35-030-01 | Kristeller specula, set, Fig. 1, 70x27mm / 75x23mm |  | 1
56-100-65 | Needle case, 62 x 13 mm, insert only |  | 1
51-100-25 | Kidney bowls, 250 x 140 x 40 mm |  | 1
12-731-23 W | TC Mayo ligature scissors, curved, 23 cm W |  | 1
55-110-62 | Container bottom, aluminium, 600 x 272 x 138 mm, | non perforated | 1
55-110-90 | Container lid, aluminium, silver, 585 x 285 mm, | perforated | 1
55-190-05 | Wire basket, 480 x 245 x 50 mm |  | 2
55-820-03 | Identification label, red |  | 1
57-055-20 | BASIC HEART SET BABIES AND CHILDREN
51-100-25 | Kidney bowls, 250 x 140 x 40 mm |  | 1
15-801-11 | Backhaus towel forceps, 11 cm |  | 20
15-061-12 | Halsted-Mosquito forceps, curved, 12.5 cm |  | 18
18-002-20 | Mayo-Hegar TC-needle holder, 20 cm |  | 2
18-004-18 | De Bakey TC-needle holder, 18 cm, | Mayo Hegar delicate | 2
18-004-23 | De Bakey TC-needle holder, 23 cm |  | 2
18-000-20 | Hegar TC-needle holder, straight, 20 cm |  | 1
10-104-01 | Scalpel handle, standard No. 4 |  | 1
10-103-01 | Scalpel handle, standard No. 3 |  | 3
15-001-14 | Pean forceps, curved, 14 cm |  | 10
16-033-02 | Kocher retractor, 21 x 14 mm, 21 cm |  | 2
15-702-27 | Gross-Maier sponge forceps, straight, 27 cm |  | 1
15-022-20 | Heiss forceps, straight, 20 cm |  | 4
15-273-18 | Baby-Adson forceps, curved, 18 cm |  | 2
15-201-03 | Overholt-Geissendörfer forceps, curved, 21 cm |  | 2
15-201-07 | Overholt-Geissendörfer forceps, curved, 21 cm |  | 2
15-237-13 | Gemini forceps, curved, 13 cm |  | 1
15-237-18 | Gemini forceps, curved, 18 cm |  | 1
13-208-20 | De Bakey forceps, 2.0 mm, straight, 20 cm |  | 4
13-102-16 | Dissecting forceps 1x2, delicate, 16 cm |  | 2
13-100-16 | Dissecting forceps 1x2, 16 cm |  | 2
12-231-16 | TC Mayo-Lexer scissors, curved, 16 cm |  | 2
12-201-14 | TC Metzenbaum scissors, curved, 14 cm |  | 1
12-211-18 | TC Metzenbaum scissors, delicate, curved, 18 cm |  | 3
11-002-14 | Surgical scissors, Fig. 2, straight, 14 cm, | sharp/blunt | 1
11-404-14 | Joseph scissors, straight, 14 cm |  | 1
11-553-19 | Potts-Smith scissors 45°, angled, 19 cm |  | 1
16-106-02 | Cushing hook, 28 cm Fig. 2 |  | 1
13-050-15 | Mc Indoe dressing forceps, 15 cm |  | 1
15-275-02 | Baby-Mixter artery forceps, strongly curved, 14 cm |  | 1
10-032-30 | Ruler, 30 cm |  | 1
16-074-04 | Spatula, malleable, soft, 200 x 12 mm |  | 2
16-074-05 | Spatula, malleable, soft, 200 x 17 mm |  | 1
16-026-01 | Zenker retractor, 36 x 8 mm, 25 cm |  | 2
16-020-01 | Langenbeck retractor, 65x20 mm, curved |  | 2
16-033-01 | Kocher retractor, 19 x 12 mm, 21 cm |  | 2
16-128-14 | Desmarres vein retractor, 14 mm, 16 cm |  | 2
16-128-16 | Desmarres vein retractor, 16 mm, 16 cm |  | 2
16-133-14 | Cushing vein hook, 14 mm, 20 cm |  | 2
16-127-14 | Desmarres vein retractor, 14 mm, 13 cm |  | 2
13-208-16 | De Bakey forceps, 2.0 mm, straight, 16 cm |  | 2
30-238-00 | Finocchietto rip spreader, for children, | rigid lateral blades 19 x 20 mm, spreading 75 mm | 1
30-203-00 | Cooley rip spreader, child, alu, lateral blades | 20 x 45 mm, spreading 140 mm | 1
15-768-20 | Allis atrauma forceps, straight, 20 cm |  | 2
31-132-20 | Ligature catcher, 2.0 mm, 26 cm |  | 1
31-132-25 | Ligature catcher, 2.5 mm, 26 cm |  | 2
56-100-65 | Needle case, 62 x 13 mm, insert only |  | 2
56-112-02 | Needle case perforated, with compartments | 150 x 95 x 13 mm | 1
13-002-16 | Dressing forceps delicate, straight, 16 cm |  | 1
15-801-08 | Backhaus towel forceps, 8 cm |  | 2
15-523-50 | Titan Bulldog clamp "V", curved, 50 mm |  | 6
15-495-08 | Bulldog clamp De Bakey, curved, 78 mm |  | 4
40-135-00 | Gigli handle |  | 2
40-130-40 | Olivecrona wire saw, 400 mm |  | 1
15-579-17 | De Bakey-Beck atrauma clamp, curved, 17 cm |  | 1
15-663-16 | Cooley-Derra atrauma clamp, curved, 16.5 cm |  | 1
15-663-18 | Cooley-Derra atrauma clamp, curved, 17.5 cm |  | 1
15-671-16 | Cooley atrauma clamp, angled, 16 cm |  | 1
15-654-05 | Cooley atrauma clamp, spoon-sharp, 14.5 cm |  | 1
15-654-02 | Cooley atrauma clamp, angled, 14.5 cm |  | 1
15-654-04 | Cooley atrauma clamp, angled, 14 cm |  | 1
57-055-20 C | BASIC HEART SET FOR BABIES AND CHILDREN, CONTAINER AND BASKET
51-100-25 | Kidney bowls, 250 x 140 x 40 mm |  | 1
15-801-11 | Backhaus towel forceps, 11 cm |  | 20
15-061-12 | Halsted-Mosquito forceps, curved, 12.5 cm |  | 18
18-002-20 | Mayo-Hegar TC-needle holder, 20 cm |  | 2
18-004-18 | De Bakey TC-needle holder, 18 cm, | Mayo Hegar delicate | 2
18-004-23 | De Bakey TC-needle holder, 23 cm |  | 2
18-000-20 | Hegar TC-needle holder, straight, 20 cm |  | 1
10-104-01 | Scalpel handle, standard No. 4 |  | 1
10-103-01 | Scalpel handle, standard No. 3 |  | 3
15-001-14 | Pean forceps, curved, 14 cm |  | 10
16-033-02 | Kocher retractor, 21 x 14 mm, 21 cm |  | 2
15-702-27 | Gross-Maier sponge forceps, straight, 27 cm |  | 1
15-022-20 | Heiss forceps, straight, 20 cm |  | 4
15-273-18 | Baby-Adson forceps, curved, 18 cm |  | 2
15-201-03 | Overholt-Geissendörfer forceps, curved, 21 cm |  | 2
15-201-07 | Overholt-Geissendörfer forceps, curved, 21 cm |  | 2
15-237-13 | Gemini forceps, curved, 13 cm |  | 1
15-237-18 | Gemini forceps, curved, 18 cm |  | 1
13-208-20 | De Bakey forceps, 2.0 mm, straight, 20 cm |  | 4
13-102-16 | Dissecting forceps 1x2, delicate, 16 cm |  | 2
13-100-16 | Dissecting forceps 1x2, 16 cm |  | 2
12-231-16 | TC Mayo-Lexer scissors, curved, 16 cm |  | 2
12-201-14 | TC Metzenbaum scissors, curved, 14 cm |  | 1
12-211-18 | TC Metzenbaum scissors, delicate, curved, 18 cm |  | 3
11-002-14 | Surgical scissors, Fig. 2, straight, 14 cm, | sharp/blunt | 1
11-404-14 | Joseph scissors, straight, 14 cm |  | 1
11-553-19 | Potts-Smith scissors 45°, angled, 19 cm |  | 1
16-106-02 | Cushing hook, 28 cm Fig. 2 |  | 1
13-050-15 | Mc Indoe dressing forceps, 15 cm |  | 1
15-275-02 | Baby-Mixter artery forceps, strongly curved, 14 cm |  | 1
10-032-30 | Ruler, 30 cm |  | 1
16-074-04 | Spatula, malleable, soft, 200 x 12 mm |  | 2
16-074-05 | Spatula, malleable, soft, 200 x 17 mm |  | 1
16-026-01 | Zenker retractor, 36 x 8 mm, 25 cm |  | 2
16-020-01 | Langenbeck retractor, 65x20 mm, curved |  | 2
16-033-01 | Kocher retractor, 19 x 12 mm, 21 cm |  | 2
16-128-14 | Desmarres vein retractor, 14 mm, 16 cm |  | 2
16-128-16 | Desmarres vein retractor, 16 mm, 16 cm |  | 2
16-133-14 | Cushing vein hook, 14 mm, 20 cm |  | 2
16-127-14 | Desmarres vein retractor, 14 mm, 13 cm |  | 2
13-208-16 | De Bakey forceps, 2.0 mm, straight, 16 cm |  | 2
30-238-00 | Finocchietto rip spreader, for children, | rigid lateral blades 19 x 20 mm, spreading 75 mm | 1
30-203-00 | Cooley rip spreader, child, alu, lateral blades | 20 x 45 mm, spreading 140 mm | 1
15-768-20 | Allis atrauma forceps, straight, 20 cm |  | 2
31-132-20 | Ligature catcher, 2.0 mm, 26 cm |  | 1
31-132-25 | Ligature catcher, 2.5 mm, 26 cm |  | 2
56-100-65 | Needle case, 62 x 13 mm, insert only |  | 2
56-112-02 | Needle case perforated, with compartments | 150 x 95 x 13 mm | 1
13-002-16 | Dressing forceps delicate, straight, 16 cm |  | 1
15-801-08 | Backhaus towel forceps, 8 cm |  | 2
15-523-50 | Titan Bulldog clamp "V", curved, 50 mm |  | 6
15-495-08 | Bulldog clamp De Bakey, curved, 78 mm |  | 4
40-135-00 | Gigli handle |  | 2
40-130-40 | Olivecrona wire saw, 400 mm |  | 1
15-579-17 | De Bakey-Beck atrauma clamp, curved, 17 cm |  | 1
15-663-16 | Cooley-Derra atrauma clamp, curved, 16.5 cm |  | 1
15-663-18 | Cooley-Derra atrauma clamp, curved, 17.5 cm |  | 1
15-671-16 | Cooley atrauma clamp, angled, 16 cm |  | 1
15-654-05 | Cooley atrauma clamp, spoon-sharp, 14.5 cm |  | 1
15-654-02 | Cooley atrauma clamp, angled, 14.5 cm |  | 1
15-654-04 | Cooley atrauma clamp, angled, 14 cm |  | 1
55-110-61 | Container bottom, aluminium, 600 x 272 x 116 mm, | non perforated | 1
55-110-90 | Container lid, aluminium, silver, 585 x 285 mm, | perforated | 1
55-190-05 | Wire basket, 480 x 245 x 50 mm |  | 1
55-820-03 | Identification label, red |  | 1
57-055-22 | BASIC PLASTIC SURGERY SET, CHILDREN
15-700-27 | Ulrich sponge forceps, straight, 26.5 cm |  | 2
15-801-11 | Backhaus towel forceps, 11 cm |  | 12
10-103-01 | Scalpel handle, standard No. 3 |  | 2
15-110-14 | Kocher forceps, delicate, straight, 14 cm |  | 2
15-049-14 | Crile forceps, curved, 14 cm |  | 2
15-160-12 | Halsted-Mosquito forceps, straight, 1x2, 12 cm |  | 6
15-061-12 | Halsted-Mosquito forceps, curved, 12.5 cm |  | 10
15-343-14 | Baby-Mikulicz forceps, curved, 14 cm |  | 4
15-717-26 | Bozemann forceps, S-shape, 26 cm |  | 1
15-741-25 | Förster forceps, curved, 25 cm |  | 1
40-780-20 | Kleinert-Kutz tendon forceps, Ø 2 mm, 20.5 cm |  | 1
15-736-18 | Förster-Ballenger forceps, straight, 18 cm |  | 1
13-102-14 | Dissecting forceps 1x2, delicate, 14 cm |  | 2
13-104-14 | Dissecting forceps 1x2, delicate, 14 cm |  | 2
13-210-16 | De Bakey forceps, 1.5 mm, straight, 16 cm |  | 2
13-054-12 | Semken forceps, straight, 12 cm |  | 2
13-520-11 | Feilchenfeld splinter forceps (A), 11.5 cm |  | 1
11-011-13 | Surgical scissors curved, delicate, Fig.1, 13 cm | blunt/blunt | 1
11-440-10 | Iris scissors (M), straight, 10 cm |  | 1
11-247-15 | Jameson scissors, curved, 15 cm |  | 1
12-211-14 | TC Metzenbaum scissors, delicate, curved, 14 cm |  | 1
12-231-16 | TC Mayo-Lexer scissors, curved, 16 cm |  | 1
12-253-17 | TC Tönnis-Adson scissors, curved, 17.5 cm |  | 1
16-062-11 | Rose trachea hook, double, 13.5 cm |  | 2
16-055-00 | Parker-Baby retractor, set of Fig.1&2 13.5 cm |  | 1
16-120-04 | Trachea hook, sharp, 4-prongs, 16 cm |  | 2
16-122-01 | Trachea hook, blunt, 1-prong, 16 cm |  | 2
16-124-04 | Trachea hook, sharp, 4-prongs, 16.5 cm |  | 2
16-124-03 | Trachea hook, sharp, 3-prongs, 16.5 cm |  | 2
16-138-20 | Senn-Green retractor, 20 x 6 mm, 15 cm |  | 2
16-138-10 | Senn-Green retractor, 10 x 6 mm, 15 cm |  | 2
16-217-10 | Weitlaner self retainig retractor, sharp, 2x3, | 11 cm | 1
16-217-13 | Weitlaner self retainig retractor, sharp, 3x4, | 13.5 cm | 1
15-033-14 | Micro Adson forceps, 14 cm |  | 1
15-265-18 | Mixter forceps, delicate, curved, 18 cm |  | 1
10-032-30 | Ruler, 30 cm |  | 1
18-012-15 | Crile-Wood TC-needle holder, 15 cm |  | 2
10-609-01 | Bowman probe, German silver Fig. 00/0 |  | 1
10-609-02 | Bowman probe, German silver Fig. 1/2 |  | 1
10-609-03 | Bowman probe, German silver Fig. 3/4 |  | 1
10-609-04 | Bowman probe, German silver Fig. 5/6 |  | 1
10-609-05 | Bowman probe, German silver, Fig. 7/8 |  | 1
10-604-16 | Probe with ear, 16 cm |  | 2
10-604-14 | Probe with ear, 14.5 cm |  | 2
10-613-14 | Doyen director, curved, 14 cm |  | 2
57-055-22 C | BASIC PLASTIC SET, CHILDREN, CONTAINER AND BASKET
15-700-27 | Ulrich sponge forceps, straight, 26.5 cm |  | 2
15-801-11 | Backhaus towel forceps, 11 cm |  | 12
10-103-01 | Scalpel handle, standard No. 3 |  | 2
15-110-14 | Kocher forceps, delicate, straight, 14 cm |  | 2
15-049-14 | Crile forceps, curved, 14 cm |  | 2
15-160-12 | Halsted-Mosquito forceps, straight, 1x2, 12 cm |  | 6
15-061-12 | Halsted-Mosquito forceps, curved, 12.5 cm |  | 10
15-343-14 | Baby-Mikulicz forceps, curved, 14 cm |  | 4
15-717-26 | Bozemann forceps, S-shape, 26 cm |  | 1
15-741-25 | Förster forceps, curved, 25 cm |  | 1
40-780-20 | Kleinert-Kutz tendon forceps, Ø 2 mm, 20.5 cm |  | 1
15-736-18 | Förster-Ballenger forceps, straight, 18 cm |  | 1
13-102-14 | Dissecting forceps 1x2, delicate, 14 cm |  | 2
13-104-14 | Dissecting forceps 1x2, delicate, 14 cm |  | 2
13-210-16 | De Bakey forceps, 1.5 mm, straight, 16 cm |  | 2
13-054-12 | Semken forceps, straight, 12 cm |  | 2
13-520-11 | Feilchenfeld splinter forceps (A), 11.5 cm |  | 1
11-011-13 | Surgical scissors curved, delicate, Fig.1, 13 cm | blunt/blunt | 1
11-440-10 | Iris scissors (M), straight, 10 cm |  | 1
11-247-15 | Jameson scissors, curved, 15 cm |  | 1
12-211-14 | TC Metzenbaum scissors, delicate, curved, 14 cm |  | 1
12-231-16 | TC Mayo-Lexer scissors, curved, 16 cm |  | 1
12-253-17 | TC Tönnis-Adson scissors, curved, 17.5 cm |  | 1
16-062-11 | Rose trachea hook, double, 13.5 cm |  | 2
16-055-00 | Parker-Baby retractor, set of Fig.1&2 13.5 cm |  | 1
16-120-04 | Trachea hook, sharp, 4-prongs, 16 cm |  | 2
16-122-01 | Trachea hook, blunt, 1-prong, 16 cm |  | 2
16-124-04 | Trachea hook, sharp, 4-prongs, 16.5 cm |  | 2
16-124-03 | Trachea hook, sharp, 3-prongs, 16.5 cm |  | 2
16-138-20 | Senn-Green retractor, 20 x 6 mm, 15 cm |  | 2
16-138-10 | Senn-Green retractor, 10 x 6 mm, 15 cm |  | 2
16-217-10 | Weitlaner self retainig retractor, sharp, 2x3, | 11 cm | 1
16-217-13 | Weitlaner self retainig retractor, sharp, 3x4, | 13.5 cm | 1
15-033-14 | Micro Adson forceps, 14 cm |  | 1
15-265-18 | Mixter forceps, delicate, curved, 18 cm |  | 1
10-032-30 | Ruler, 30 cm |  | 1
18-012-15 | Crile-Wood TC-needle holder, 15 cm |  | 2
10-609-01 | Bowman probe, German silver Fig. 00/0 |  | 1
10-609-02 | Bowman probe, German silver Fig. 1/2 |  | 1
10-609-03 | Bowman probe, German silver Fig. 3/4 |  | 1
10-609-04 | Bowman probe, German silver Fig. 5/6 |  | 1
10-609-05 | Bowman probe, German silver, Fig. 7/8 |  | 1
10-604-16 | Probe with ear, 16 cm |  | 2
10-604-14 | Probe with ear, 14.5 cm |  | 2
10-613-14 | Doyen director, curved, 14 cm |  | 2
55-110-62 | Container bottom, aluminium, 600 x 272 x 138 mm, | non perforated | 1
55-110-90 | Container lid, aluminium, silver, 585 x 285 mm, | perforated | 1
55-190-05 | Wire basket, 480 x 245 x 50 mm |  | 2
55-820-03 | Identification label, red |  | 1
57-055-24 | LAPAROTOMY SET
11-104-14 | Deaver scissors, sharp/blunt, straight, 14 cm |  | 1
11-211-14 | Metzenbaum scissors, delicate, curved, | blunt/blunt, 14 cm | 1
11-211-18 | Metzenbaum scissors, delicate, curved, | blunt/blunt, 18 cm | 1
13-042-12 | Adson dressing forceps, 12 cm |  | 1
13-054-12 | Semken forceps, straight, 12 cm |  | 1
13-154-12 | Semken dissecting forceps, straight, 1x2, 12 cm |  | 1
13-142-12 | Adson dissecting forceps, 1x2, 12 cm |  | 1
15-010-14 | Pean forceps, delicate, straight, 14 cm |  | 6
15-110-14 | Kocher forceps, delicate, straight, 14 cm |  | 3
15-110-13 | Kocher forceps, delicate, straight, 13 cm |  | 6
15-064-10 | Hartmann forceps, straight, 10 cm |  | 6
15-065-10 | Hartmann forceps, curved, 10 cm |  | 6
15-801-08 | Backhaus towel forceps, 8 cm |  | 6
15-736-18 | Förster-Ballenger forceps, straight, 18 cm |  | 3
18-112-15 | Ryder-Micro TC-needle holder, 15 cm |  | 2
10-103-01 | Scalpel handle, standard No. 3 |  | 2
10-911-02 | Yankauer suction tube, 27 cm with central | bore Ø 2.0 mm | 1
10-604-13 | Probe with ear, 13 cm |  | 1
10-610-14 | Director, 14.5 cm |  | 1
16-055-00 | Parker-Baby retractor, set of Fig.1&2 13.5 cm |  | 1
16-081-01 | Deaver retractor, Fig. 1, 19 mm, 18 cm |  | 2
16-072-03 | Abdominal spatula, malleable, 330 x 30 mm |  | 1
16-276-00 | Balfour Baby abdominal retractor, 12.5 cm | spreading 90 mm, lateral blades 27 x 27 mm, | 1
15-766-14 | Allis tissue forceps, 4x5, straight, 15 cm |  | 4
15-762-16 | Babcock atrauma tissue forceps, straight, 16 cm |  | 4
57-055-24 C | LAPAROTOMY SET, CONTAINER AND BASKET
11-104-14 | Deaver scissors, sharp/blunt, straight, 14 cm |  | 1
11-211-14 | Metzenbaum scissors, delicate, curved, | blunt/blunt, 14 cm | 1
11-211-18 | Metzenbaum scissors, delicate, curved, | blunt/blunt, 18 cm | 1
13-042-12 | Adson dressing forceps, 12 cm |  | 1
13-054-12 | Semken forceps, straight, 12 cm |  | 1
13-154-12 | Semken dissecting forceps, straight, 1x2, 12 cm |  | 1
13-142-12 | Adson dissecting forceps, 1x2, 12 cm |  | 1
15-010-14 | Pean forceps, delicate, straight, 14 cm |  | 6
15-110-14 | Kocher forceps, delicate, straight, 14 cm |  | 3
15-110-13 | Kocher forceps, delicate, straight, 13 cm |  | 6
15-064-10 | Hartmann forceps, straight, 10 cm |  | 6
15-065-10 | Hartmann forceps, curved, 10 cm |  | 6
15-801-08 | Backhaus towel forceps, 8 cm |  | 6
15-736-18 | Förster-Ballenger forceps, straight, 18 cm |  | 3
18-112-15 | Ryder-Micro TC-needle holder, 15 cm |  | 2
10-103-01 | Scalpel handle, standard No. 3 |  | 2
10-911-02 | Yankauer suction tube, 27 cm with central | bore Ø 2.0 mm | 1
10-604-13 | Probe with ear, 13 cm |  | 1
10-610-14 | Director, 14.5 cm |  | 1
16-055-00 | Parker-Baby retractor, set of Fig.1&2 13.5 cm |  | 1
16-081-01 | Deaver retractor, Fig. 1, 19 mm, 18 cm |  | 2
16-072-03 | Abdominal spatula, malleable, 330 x 30 mm |  | 1
16-276-00 | Balfour Baby abdominal retractor, 12.5 cm | spreading 90 mm, lateral blades 27 x 27 mm, | 1
15-766-14 | Allis tissue forceps, 4x5, straight, 15 cm |  | 4
15-762-16 | Babcock atrauma tissue forceps, straight, 16 cm |  | 4
55-210-60 | Container bottom, aluminium, 475 x 272 x 96 mm, | non perforated | 1
55-210-90 | Container lid, aluminium, silver, 460 x 285 mm, | perforated | 1
55-820-03 | Identification label, red |  | 1
57-055-26 | COOLEY BABY SET
13-210-16 | De Bakey forceps, 1.5 mm, straight, 16 cm |  | 2
15-659-01 | Cooley atrauma clamp, delicate, curved, Fig.1, | 13.5 cm | 2
13-610-15 | Micro forceps, round handle Ø 8 mm, | straight, 0.7 x 7.0 mm with platform, 15 cm | 1
15-659-02 | Cooley atrauma clamp, delicate, curved, Fig. 2, | 13.5 cm | 2
15-659-09 | Cooley atrauma clamp, delicate, curved, Fig. 9, | 13 cm | 1
15-659-06 | Cooley atrauma clamp, delicate, curved, Fig. 6, | 12.5 cm | 2
15-659-04 | Cooley atrauma clamp, delicate, curved, Fig. 4, | 13.5 cm | 2
15-263-19 | Mixter forceps, curved, 19 cm |  | 1
15-033-14 | Micro Adson forceps, 14 cm |  | 1
18-612-14 | Castroviejo micro TC-needle holder, with catch, | straight, serrated, 14 cm | 2
30-201-00 | Cooley rip spreader, baby, alu, lateral blades | 14 x 16 mm, spreading 85 mm | 2
16-139-01 | Senn-Miller retractor, sharp, 22 x 7 mm, 16 cm |  | 2
11-201-14 | Metzenbaum scissors, curved, Fig. 1, 14 cm |  | 1
11-617-18 | Micro-scissors, 25°, angled, 18 cm |  | 1
11-621-18 | Micro-scissors, 125°, angled, 18 cm |  | 1
57-055-26 C | COOLEY BABY SET, CONTAINER AND BASKET
13-210-16 | De Bakey forceps, 1.5 mm, straight, 16 cm |  | 2
15-659-01 | Cooley atrauma clamp, delicate, curved, Fig.1, | 13.5 cm | 2
13-610-15 | Micro forceps, round handle Ø 8 mm, | straight, 0.7 x 7.0 mm with platform, 15 cm | 1
15-659-02 | Cooley atrauma clamp, delicate, curved, Fig. 2, | 13.5 cm | 2
15-659-09 | Cooley atrauma clamp, delicate, curved, Fig. 9, | 13 cm | 1
15-659-06 | Cooley atrauma clamp, delicate, curved, Fig. 6, | 12.5 cm | 2
15-659-04 | Cooley atrauma clamp, delicate, curved, Fig. 4, | 13.5 cm | 2
15-263-19 | Mixter forceps, curved, 19 cm |  | 1
15-033-14 | Micro Adson forceps, 14 cm |  | 1
18-612-14 | Castroviejo micro TC-needle holder, with catch, | straight, serrated, 14 cm | 2
30-201-00 | Cooley rip spreader, baby, alu, lateral blades | 14 x 16 mm, spreading 85 mm | 2
16-139-01 | Senn-Miller retractor, sharp, 22 x 7 mm, 16 cm |  | 2
11-201-14 | Metzenbaum scissors, curved, Fig. 1, 14 cm |  | 1
11-617-18 | Micro-scissors, 25°, angled, 18 cm |  | 1
11-621-18 | Micro-scissors, 125°, angled, 18 cm |  | 1
55-310-60 | Container bottom, aluminium, 310 x 272 x 96 mm, | non perforated | 1
55-310-90 | Container lid, aluminium, silver, 295 x 280 mm, | perforated | 1
55-390-05 | Wire basket, 246 x 246 x 50 mm |  | 1
55-820-03 | Identification label, red |  | 1
57-055-28 | PAEDIATRIC DUCTUS CLAMPS SET
15-851-14 | Mayo instrument safety pin, 14 cm |  | 1
15-653-03 | Harken atrauma clamp, curved, Fig. 3, 23 cm |  | 1
15-661-03 | Cooley atrauma clamp, Fig. 3, 17.5 cm |  | 2
15-661-01 | Cooley atrauma clamp, Fig. 1, 17 cm |  | 1
15-663-16 | Cooley-Derra atrauma clamp, curved, 16.5 cm |  | 1
15-661-02 | Cooley atrauma clamp, Fig. 2, 17 cm |  | 2
15-654-05 | Cooley atrauma clamp, spoon-sharp, 14.5 cm |  | 1
15-557-10 | De Bakey atrauma clamp, angled, 10 cm |  | 1
15-654-01 | Cooley atrauma clamp, straight, 14.5 cm |  | 2
15-554-12 | De Bakey atrauma clamp, straight, 13 cm |  | 2
15-671-16 | Cooley atrauma clamp, angled, 16 cm |  | 1
15-671-17 | Cooley atrauma clamp, angled, 16.5 cm |  | 1
15-672-17 | Cooley atrauma clamp, straight, 17 cm |  | 1
15-562-17 | De Bakey atrauma clamp, straight, 17 cm |  | 2
15-667-17 | Cooley atrauma clamp, curved, 17 cm |  | 1
15-635-16 | Javid atrauma clamp, short curved, 17.5 cm |  | 1
15-611-19 | Leland-Jones atrauma clamp, angled, 18.5 cm |  | 1
57-055-28 C | PAEDIATRIC DUCTUS CLAMPS SET, CONTAINER AND BASKET
15-851-14 | Mayo instrument safety pin, 14 cm |  | 1
15-653-03 | Harken atrauma clamp, curved, Fig. 3, 23 cm |  | 1
15-661-03 | Cooley atrauma clamp, Fig. 3, 17.5 cm |  | 2
15-661-01 | Cooley atrauma clamp, Fig. 1, 17 cm |  | 1
15-663-16 | Cooley-Derra atrauma clamp, curved, 16.5 cm |  | 1
15-661-02 | Cooley atrauma clamp, Fig. 2, 17 cm |  | 2
15-654-05 | Cooley atrauma clamp, spoon-sharp, 14.5 cm |  | 1
15-557-10 | De Bakey atrauma clamp, angled, 10 cm |  | 1
15-654-01 | Cooley atrauma clamp, straight, 14.5 cm |  | 2
15-554-12 | De Bakey atrauma clamp, straight, 13 cm |  | 2
15-671-16 | Cooley atrauma clamp, angled, 16 cm |  | 1
15-671-17 | Cooley atrauma clamp, angled, 16.5 cm |  | 1
15-672-17 | Cooley atrauma clamp, straight, 17 cm |  | 1
15-562-17 | De Bakey atrauma clamp, straight, 17 cm |  | 2
15-667-17 | Cooley atrauma clamp, curved, 17 cm |  | 1
15-635-16 | Javid atrauma clamp, short curved, 17.5 cm |  | 1
15-611-19 | Leland-Jones atrauma clamp, angled, 18.5 cm |  | 1
55-310-60 | Container bottom, aluminium, 310 x 272 x 96 mm, | non perforated | 1
55-310-90 | Container lid, aluminium, silver, 295 x 280 mm, | perforated | 1
55-390-05 | Wire basket, 246 x 246 x 50 mm |  | 1
55-820-03 | Identification label, red |  | 1
57-055-30 | PAEDIATRIC STITCH SET
11-226-15 | Metzenbaum scissors,short blade, straight, 15 cm |  | 2
11-229-11 | Metzenbaum baby scissors, curved, 11 cm |  | 1
11-700-09 | Spencer stitch scissors, straight, 9 cm |  | 1
15-060-12 | Halsted-Mosquito forceps, straight, 12.5 cm |  | 2
15-061-12 | Halsted-Mosquito forceps, curved, 12.5 cm |  | 2
13-102-13 | Dissecting forceps 1x2, delicate, 13 cm |  | 1
15-760-16 | Babcock tissue forceps, straight, 16 cm |  | 1
15-766-12 | Baby Allis forceps, 4x5, straight, 12.5 cm |  | 1
57-055-30 C | PAEDIATRIC STITCH SET, CONTAINER AND BASKET
11-226-15 | Metzenbaum scissors,short blade, straight, 15 cm |  | 2
11-229-11 | Metzenbaum baby scissors, curved, 11 cm |  | 1
11-700-09 | Spencer stitch scissors, straight, 9 cm |  | 1
15-060-12 | Halsted-Mosquito forceps, straight, 12.5 cm |  | 2
15-061-12 | Halsted-Mosquito forceps, curved, 12.5 cm |  | 2
13-102-13 | Dissecting forceps 1x2, delicate, 13 cm |  | 1
15-760-16 | Babcock tissue forceps, straight, 16 cm |  | 1
15-766-12 | Baby Allis forceps, 4x5, straight, 12.5 cm |  | 1
55-510-61 | Container bottom, aluminium, 320 x 186 x 59 mm, | non perforated - for Special container | 1
55-510-90 | Container lid, aluminium, silver, 325 x 192 mm, | perforated - for Special container | 1
55-525-05 | Stainless steel tray 275 x 175 x 45mm, without lid |  | 1
55-820-03 | Identification label, red |  | 1

## Hand Surgery
ITEM CODE | DESCRIPTION | DESCRIPTION 2 | QTY
57-060-00 | BASIC INSTRUMENTS SOFT TISSUE / TENDONS
15-703-27 | Gross-Maier sponge forceps, curved, 27 cm |  | 4
15-702-27 | Gross-Maier sponge forceps, straight, 27 cm |  | 2
56-911-01 | Aseptic nail brush, autoclavable |  | 1
15-766-14 | Allis tissue forceps, 4x5, straight, 15 cm |  | 2
15-801-08 | Backhaus towel forceps, 8 cm |  | 6
10-103-01 | Scalpel handle, standard No. 3 |  | 3
11-003-13 | Surgical scissors, Fig. 2, curved, 13 cm, | sharp/blunt | 1
12-201-11 | TC Metzenbaum scissors, curved, 11 cm |  | 1
12-201-14 | TC Metzenbaum scissors, curved, 14 cm |  | 1
12-233-16 | TC Lexer scissors, curved, 16 cm |  | 1
13-100-14 | Dissecting forceps 1x2, 14.5 cm |  | 2
13-142-12 | Adson dissecting forceps, 1x2, 12 cm |  | 2
13-000-11 | Standard dressing forceps, straight, 11 cm |  | 2
15-273-14 | Baby-Adson forceps, curved, 14 cm |  | 1
15-265-18 | Mixter forceps, delicate, curved, 18 cm |  | 1
13-210-16 | De Bakey forceps, 1.5 mm, straight, 16 cm |  | 4
15-063-10 | Micro-Mosquito forceps, curved, 10 cm |  | 6
15-162-10 | Micro-Mosquito forceps, straight, 1x2, 10 cm |  | 6
15-498-12 | Bulldog clamp Diethrich, straight, jaw 12 mm |  | 2
15-499-12 | Bulldog clamp Diethrich, angled, jaw 12 mm |  | 2
16-140-10 | Mini-Langenbeck retractor, 10 x 6 mm, 16 cm |  | 2
16-128-14 | Desmarres vein retractor, 14 mm, 16 cm |  | 2
47-221-00 | Vickers wound spreader, complete, Fig. 1, | with central blade 10 x 18 mm | 1
47-222-00 | Vickers wound spreader, complete, Fig. 2, | with central blade 10 x 18 mm | 1
47-223-00 | Vickers wound spreader, complete, Fig. 3, | with central blade 10 x 18 mm | 1
47-225-00 | Vickers finger wound spreader |  | 1
16-217-10 | Weitlaner self retainig retractor, sharp, 2x3, | 11 cm | 1
10-902-06 | Frazier suction tube, 30°, 13 cm, 6 Charr. |  | 1
16-018-05 | Langenbeck retractor, 40x11 mm |  | 1
16-050-01 | Roux retractor, Fig. 1, 14 cm |  | 1
18-004-18 | De Bakey TC-needle holder, 18 cm, | Mayo Hegar delicate | 1
18-012-15 | Crile-Wood TC-needle holder, 15 cm |  | 1
51-103-08 | Round bowls, Ø 85 mm, H 50 mm, 0.175 l |  | 2
56-100-00 | Needle case, 65 x 15 mm, complete |  | 1
40-778-15 | Brand tendon forceps, straight, 15 cm |  | 2
40-778-18 | Brand tendon forceps, straight, 18.5 cm |  | 1
40-863-01 | TC flat nose pliers, double action, pointed, 18 cm |  | 1
12-721-12 | TC Universal scissors, angled, 12 cm, | one blade serrated | 1
18-022-14 | Hegar-Baumgartner TC-needle holder, 14 cm |  | 1
57-060-00 C | BASIC INSTRUMENTS SOFT TISSUE / TENDONS, CONTAINER AND BASKET
15-703-27 | Gross-Maier sponge forceps, curved, 27 cm |  | 4
15-702-27 | Gross-Maier sponge forceps, straight, 27 cm |  | 2
56-911-01 | Aseptic nail brush, autoclavable |  | 1
15-766-14 | Allis tissue forceps, 4x5, straight, 15 cm |  | 2
15-801-08 | Backhaus towel forceps, 8 cm |  | 6
10-103-01 | Scalpel handle, standard No. 3 |  | 3
11-003-13 | Surgical scissors, Fig. 2, curved, 13 cm, | sharp/blunt | 1
12-201-11 | TC Metzenbaum scissors, curved, 11 cm |  | 1
12-201-14 | TC Metzenbaum scissors, curved, 14 cm |  | 1
12-233-16 | TC Lexer scissors, curved, 16 cm |  | 1
13-100-14 | Dissecting forceps 1x2, 14.5 cm |  | 2
13-142-12 | Adson dissecting forceps, 1x2, 12 cm |  | 2
13-000-11 | Standard dressing forceps, straight, 11 cm |  | 2
15-273-14 | Baby-Adson forceps, curved, 14 cm |  | 1
15-265-18 | Mixter forceps, delicate, curved, 18 cm |  | 1
13-210-16 | De Bakey forceps, 1.5 mm, straight, 16 cm |  | 4
15-063-10 | Micro-Mosquito forceps, curved, 10 cm |  | 6
15-162-10 | Micro-Mosquito forceps, straight, 1x2, 10 cm |  | 6
15-498-12 | Bulldog clamp Diethrich, straight, jaw 12 mm |  | 2
15-499-12 | Bulldog clamp Diethrich, angled, jaw 12 mm |  | 2
16-140-10 | Mini-Langenbeck retractor, 10 x 6 mm, 16 cm |  | 2
16-128-14 | Desmarres vein retractor, 14 mm, 16 cm |  | 2
47-221-00 | Vickers wound spreader, complete, Fig. 1, | with central blade 10 x 18 mm | 1
47-222-00 | Vickers wound spreader, complete, Fig. 2, | with central blade 10 x 18 mm | 1
47-223-00 | Vickers wound spreader, complete, Fig. 3, | with central blade 10 x 18 mm | 1
47-225-00 | Vickers finger wound spreader |  | 1
16-217-10 | Weitlaner self retainig retractor, sharp, 2x3, | 11 cm | 1
10-902-06 | Frazier suction tube, 30°, 13 cm, 6 Charr. |  | 1
16-018-05 | Langenbeck retractor, 40x11 mm |  | 1
16-050-01 | Roux retractor, Fig. 1, 14 cm |  | 1
18-004-18 | De Bakey TC-needle holder, 18 cm, | Mayo Hegar delicate | 1
18-012-15 | Crile-Wood TC-needle holder, 15 cm |  | 1
51-103-08 | Round bowls, Ø 85 mm, H 50 mm, 0.175 l |  | 2
56-100-00 | Needle case, 65 x 15 mm, complete |  | 1
40-778-15 | Brand tendon forceps, straight, 15 cm |  | 2
40-778-18 | Brand tendon forceps, straight, 18.5 cm |  | 1
40-863-01 | TC flat nose pliers, double action, pointed, 18 cm |  | 1
12-721-12 | TC Universal scissors, angled, 12 cm, | one blade serrated | 1
18-022-14 | Hegar-Baumgartner TC-needle holder, 14 cm |  | 1
55-110-61 | Container bottom, aluminium, 600 x 272 x 116 mm, | non perforated | 1
55-110-90 | Container lid, aluminium, silver, 585 x 285 mm, | perforated | 1
55-190-05 | Wire basket, 480 x 245 x 50 mm |  | 1
55-820-03 | Identification label, red |  | 1
57-060-02 | BONE SET
40-484-01 | Bone curette, model "USA", straight, Fig. 1, 16 cm |  | 1
40-484-02 | Bone curette, model "USA", straight, Fig. 2, 16 cm |  | 1
40-484-03 | Bone curette, model "USA", straight, Fig. 3, 16 cm |  | 1
40-484-04 | Bone curette, model "USA", straight, Fig. 4, 16 cm |  | 1
40-484-05 | Bone curette, model "USA", straight, Fig. 5, 16 cm |  | 1
40-422-01 | Williger elevator, 5.5 mm, 16 cm |  | 1
40-350-17 | Elevator, extremely lightweight, 17 cm |  | 1
40-425-02 | Mini-Hohmann bone lever, 2 / 6 mm, 16 cm |  | 2
40-425-03 | Mini-Hohmann bone lever, 2 / 8 mm, 16 cm |  | 2
40-355-14 | Williger periosteal elevator, 4.2 mm, 13 cm |  | 1
40-503-13 | Reposition forceps, for small fragments, 13.5 cm |  | 1
40-741-14 | Reduction forceps, curved, 14.5 cm |  | 1
42-150-10 | Kirschner,Trocar,150 mm,flat,Ø1,0, 10pc |  | 1
42-150-12 | Kirschner,Trocar,150 mm,flat,Ø1,2, 10pc |  | 1
42-150-14 | Kirschner,Trocar,150 mm,flat,Ø1,4, 10pc |  | 1
42-150-16 | Kirschner,Trocar,150 mm,flat,Ø1,6, 10pc |  | 1
42-038-02 | Dispenser for Kirschner wires, 10 cm |  | 1
40-863-01 | TC flat nose pliers, double action, pointed, 18 cm |  | 1
40-873-16 | TC wire cutting forceps, double, 16 cm, | hard Ø 1.7 mm / soft Ø 2.0 mm | 1
16-122-01 | Trachea hook, blunt, 1-prong, 16 cm |  | 2
40-528-20 | Langenbeck bone holding forceps, 5 mm, 20 cm |  | 1
40-215-28 | Williger mallet, Ø 28 mm, 340 g, 24 cm |  | 1
40-265-03 | Partsch chisel, 14 cm, 3 mm |  | 1
40-263-04 | Chisel, 4 mm, 14 cm |  | 1
40-266-05 | Partsch chisel, 17 cm, 5 mm |  | 1
40-266-06 | Partsch chisel, 17 cm, 6 mm |  | 1
40-268-04 | Partsch gouge, 17 cm, 4 mm |  | 1
40-268-06 | Partsch gouge, 17 cm, 6 mm |  | 1
40-605-01 | Stellbrink synovectomy bone rongeur, | slightly curved, 17.5 cm | 1
40-655-05 | Röttgen-Ruskin bone rongeur, curved, 5 mm, 24 cm |  | 1
40-707-17 | Liston bone cutting forceps, angled, 17 cm |  | 1
40-707-19 | Liston bone cutting forceps, angled, 20 cm |  | 1
57-060-02 C | BONE SET, CONTAINER AND BASKET
40-484-01 | Bone curette, model "USA", straight, Fig. 1, 16 cm |  | 1
40-484-02 | Bone curette, model "USA", straight, Fig. 2, 16 cm |  | 1
40-484-03 | Bone curette, model "USA", straight, Fig. 3, 16 cm |  | 1
40-484-04 | Bone curette, model "USA", straight, Fig. 4, 16 cm |  | 1
40-484-05 | Bone curette, model "USA", straight, Fig. 5, 16 cm |  | 1
40-422-01 | Williger elevator, 5.5 mm, 16 cm |  | 1
40-350-17 | Elevator, extremely lightweight, 17 cm |  | 1
40-425-02 | Mini-Hohmann bone lever, 2 / 6 mm, 16 cm |  | 2
40-425-03 | Mini-Hohmann bone lever, 2 / 8 mm, 16 cm |  | 2
40-355-14 | Williger periosteal elevator, 4.2 mm, 13 cm |  | 1
40-503-13 | Reposition forceps, for small fragments, 13.5 cm |  | 1
40-741-14 | Reduction forceps, curved, 14.5 cm |  | 1
42-150-10 | Kirschner,Trocar,150 mm,flat,Ø1,0, 10pc |  | 1
42-150-12 | Kirschner,Trocar,150 mm,flat,Ø1,2, 10pc |  | 1
42-150-14 | Kirschner,Trocar,150 mm,flat,Ø1,4, 10pc |  | 1
42-150-16 | Kirschner,Trocar,150 mm,flat,Ø1,6, 10pc |  | 1
42-038-02 | Dispenser for Kirschner wires, 10 cm |  | 1
40-863-01 | TC flat nose pliers, double action, pointed, 18 cm |  | 1
40-873-16 | TC wire cutting forceps, double, 16 cm, | hard Ø 1.7 mm / soft Ø 2.0 mm | 1
16-122-01 | Trachea hook, blunt, 1-prong, 16 cm |  | 2
40-528-20 | Langenbeck bone holding forceps, 5 mm, 20 cm |  | 1
40-215-28 | Williger mallet, Ø 28 mm, 340 g, 24 cm |  | 1
40-265-03 | Partsch chisel, 14 cm, 3 mm |  | 1
40-263-04 | Chisel, 4 mm, 14 cm |  | 1
40-266-05 | Partsch chisel, 17 cm, 5 mm |  | 1
40-266-06 | Partsch chisel, 17 cm, 6 mm |  | 1
40-268-04 | Partsch gouge, 17 cm, 4 mm |  | 1
40-268-06 | Partsch gouge, 17 cm, 6 mm |  | 1
40-605-01 | Stellbrink synovectomy bone rongeur, | slightly curved, 17.5 cm | 1
40-655-05 | Röttgen-Ruskin bone rongeur, curved, 5 mm, 24 cm |  | 1
40-707-17 | Liston bone cutting forceps, angled, 17 cm |  | 1
40-707-19 | Liston bone cutting forceps, angled, 20 cm |  | 1
55-110-61 | Container bottom, aluminium, 600 x 272 x 116 mm, | non perforated | 1
55-110-90 | Container lid, aluminium, silver, 585 x 285 mm, | perforated | 1
55-190-03 | Wire basket, 480 x 245 x 30 mm |  | 1
55-820-03 | Identification label, red |  | 1
57-060-04 | SINGLE WRAPPED INSTRUMENTS SET
47-214-00 | Lead hand, children, 24.5 cm |  | 1
47-212-00 | Lead hand, adult, 37 cm |  | 1
50-030-13 | Radolf nail extractor, 13 cm |  | 5
40-139-00 | Finger ring saw clamp, 17 cm |  | 2
50-034-00 | Finger nail drill set, complete with 3 drills |  | 3
57-060-06 | MICRO INSTRUMENTS SET
13-034-10 | Graefe forceps, straight, 1.0 mm, 10 cm |  | 1
13-035-11 | Graefe forceps, curved, 1.0 mm, 10 cm |  | 1
11-593-11 | Castroviejo micro scissors, curved, 9.5 cm | blunt/blunt | 2
17-614-14 | Castroviejo micro needle holder without catch, | straight,1.8 mm, 14 cm | 1
11-696-14 | Micro scissors, straight, 14.5 cm |  | 1
11-697-14 | Micro scissors, curved, 14.5 cm |  | 1
13-671-15 | Gomel micro forceps, 1x2, 15 cm |  | 1
13-802-15 | Micro ring forceps, round handle Ø 8 mm, | straight, smooth, 2.0 x 1.0 mm, 15 cm | 1
17-665-15 | Micro needle holder, with catch, 11.0 x 0.4 mm, | Ø 8 mm, curved, 15 cm | 1
47-225-00 | Vickers finger wound spreader |  | 1
47-221-00 | Vickers wound spreader, complete, Fig. 1, | with central blade 10 x 18 mm | 1
57-060-06 C | MICRO INSTRUMENTS SET, CONTAINER AND BASKET
13-034-10 | Graefe forceps, straight, 1.0 mm, 10 cm |  | 1
13-035-11 | Graefe forceps, curved, 1.0 mm, 10 cm |  | 1
11-593-11 | Castroviejo micro scissors, curved, 9.5 cm | blunt/blunt | 2
17-614-14 | Castroviejo micro needle holder without catch, | straight,1.8 mm, 14 cm | 1
11-696-14 | Micro scissors, straight, 14.5 cm |  | 1
11-697-14 | Micro scissors, curved, 14.5 cm |  | 1
13-671-15 | Gomel micro forceps, 1x2, 15 cm |  | 1
13-802-15 | Micro ring forceps, round handle Ø 8 mm, | straight, smooth, 2.0 x 1.0 mm, 15 cm | 1
17-665-15 | Micro needle holder, with catch, 11.0 x 0.4 mm, | Ø 8 mm, curved, 15 cm | 1
47-225-00 | Vickers finger wound spreader |  | 1
47-221-00 | Vickers wound spreader, complete, Fig. 1, | with central blade 10 x 18 mm | 1
55-510-61 | Container bottom, aluminium, 320 x 186 x 59 mm, | non perforated - for Special container | 1
55-510-90 | Container lid, aluminium, silver, 325 x 192 mm, | perforated - for Special container | 1
55-525-05 | Stainless steel tray 275 x 175 x 45mm, without lid |  | 1
55-820-03 | Identification label, red |  | 1
57-060-08 | SOFT TISSUE / TENDONS BASIC INSTRUMENTS SET
10-103-03 | Scalpel handle No. 3 with scale |  | 1
10-103-11 | Scalpel handle No. 3 with hollow handle |  | 1
11-228-11 | Metzenbaum baby scissors, straight, 11 cm |  | 1
11-249-15 | Reynolds scissors, curved, 15 cm |  | 1
13-046-12 | Mini-Adson dressing forceps, cross serrated, 12 cm |  | 1
13-160-10 | Micro forceps, 1.0 mm, straight, 15 cm |  | 1
13-146-12 | Adson-Mini dissecting forceps, 1x2, | cross serrated, 12 cm | 1
13-147-12 | Adson forceps, 1x2, curved, 12 cm |  | 1
15-061-12 | Halsted-Mosquito forceps, curved, 12.5 cm |  | 2
15-049-13 | Baby Crile forceps, curved, 14 cm |  | 1
15-063-12 | Micro-Mosquito forceps, curved, 12.5 cm |  | 4
15-825-10 | Tohoku towel forceps, 10 cm |  | 4
16-108-01 | Graefe-Micro-Hook, sharp, 15 cm |  | 2
16-124-01 | Trachea hook, sharp, 1-prong, 16.5 cm |  | 1
16-126-01 | Trachea hook, blunt, 1-prong, 16.5 cm |  | 1
16-114-02 | Hook, malleable, 2 prongs, sharp, 16 cm |  | 1
16-114-03 | Hook, malleable, 3 prongs, sharp, 16 cm |  | 1
16-128-12 | Desmarres vein retractor, 12 mm, 16 cm |  | 1
16-128-14 | Desmarres vein retractor, 14 mm, 16 cm |  | 1
16-128-16 | Desmarres vein retractor, 16 mm, 16 cm |  | 1
16-060-15 | Ragnell retractor, 6,3x3 / 16x3 mm, 15 cm |  | 2
16-139-01 | Senn-Miller retractor, sharp, 22 x 7 mm, 16 cm |  | 2
16-218-10 | Weitlaner self retainig retractor, blunt, | 2x3 teeth, 11 cm | 1
47-221-00 | Vickers wound spreader, complete, Fig. 1, | with central blade 10 x 18 mm | 1
47-222-00 | Vickers wound spreader, complete, Fig. 2, | with central blade 10 x 18 mm | 1
47-223-00 | Vickers wound spreader, complete, Fig. 3, | with central blade 10 x 18 mm | 1
47-225-00 | Vickers finger wound spreader |  | 2
18-012-15 | Crile-Wood TC-needle holder, 15 cm |  | 1
18-110-13 | Ryder-Vascular TC-needle holder, 13 cm |  | 1
40-150-14 | Reamer, square, 14 cm |  | 1
40-479-03 | Volkmann bone curette, Fig. 00, oval, 18.5 cm, | Ferozell handle | 1
40-479-01 | Volkmann bone curette, Fig. 0000, oval, 18.5 cm, | Ferozell handle | 1
40-350-17 | Elevator, extremely lightweight, 17 cm |  | 1
40-356-17 | Joseph periosteal elevator, 4 mm, 17 cm |  | 1
40-425-02 | Mini-Hohmann bone lever, 2 / 6 mm, 16 cm |  | 2
40-607-14 | Luer-Friedmann bone rongeur, slightly curved, | 14.5 cm | 1
47-212-00 | Lead hand, adult, 37 cm |  | 1
57-060-08 C | SOFT TISSUE / TENDONS BASIC INSTRUMENTS SET, CONTAINER AND BASKET
10-103-03 | Scalpel handle No. 3 with scale |  | 1
10-103-11 | Scalpel handle No. 3 with hollow handle |  | 1
11-228-11 | Metzenbaum baby scissors, straight, 11 cm |  | 1
11-249-15 | Reynolds scissors, curved, 15 cm |  | 1
13-046-12 | Mini-Adson dressing forceps, cross serrated, 12 cm |  | 1
13-160-10 | Micro forceps, 1.0 mm, straight, 15 cm |  | 1
13-146-12 | Adson-Mini dissecting forceps, 1x2, | cross serrated, 12 cm | 1
13-147-12 | Adson forceps, 1x2, curved, 12 cm |  | 1
15-061-12 | Halsted-Mosquito forceps, curved, 12.5 cm |  | 2
15-049-13 | Baby Crile forceps, curved, 14 cm |  | 1
15-063-12 | Micro-Mosquito forceps, curved, 12.5 cm |  | 4
15-825-10 | Tohoku towel forceps, 10 cm |  | 4
16-108-01 | Graefe-Micro-Hook, sharp, 15 cm |  | 2
16-124-01 | Trachea hook, sharp, 1-prong, 16.5 cm |  | 1
16-126-01 | Trachea hook, blunt, 1-prong, 16.5 cm |  | 1
16-114-02 | Hook, malleable, 2 prongs, sharp, 16 cm |  | 1
16-114-03 | Hook, malleable, 3 prongs, sharp, 16 cm |  | 1
16-128-12 | Desmarres vein retractor, 12 mm, 16 cm |  | 1
16-128-14 | Desmarres vein retractor, 14 mm, 16 cm |  | 1
16-128-16 | Desmarres vein retractor, 16 mm, 16 cm |  | 1
16-060-15 | Ragnell retractor, 6,3x3 / 16x3 mm, 15 cm |  | 2
16-139-01 | Senn-Miller retractor, sharp, 22 x 7 mm, 16 cm |  | 2
16-218-10 | Weitlaner self retainig retractor, blunt, | 2x3 teeth, 11 cm | 1
47-221-00 | Vickers wound spreader, complete, Fig. 1, | with central blade 10 x 18 mm | 1
47-222-00 | Vickers wound spreader, complete, Fig. 2, | with central blade 10 x 18 mm | 1
47-223-00 | Vickers wound spreader, complete, Fig. 3, | with central blade 10 x 18 mm | 1
47-225-00 | Vickers finger wound spreader |  | 2
18-012-15 | Crile-Wood TC-needle holder, 15 cm |  | 1
18-110-13 | Ryder-Vascular TC-needle holder, 13 cm |  | 1
40-150-14 | Reamer, square, 14 cm |  | 1
40-479-03 | Volkmann bone curette, Fig. 00, oval, 18.5 cm, | Ferozell handle | 1
40-479-01 | Volkmann bone curette, Fig. 0000, oval, 18.5 cm, | Ferozell handle | 1
40-350-17 | Elevator, extremely lightweight, 17 cm |  | 1
40-356-17 | Joseph periosteal elevator, 4 mm, 17 cm |  | 1
40-425-02 | Mini-Hohmann bone lever, 2 / 6 mm, 16 cm |  | 2
40-607-14 | Luer-Friedmann bone rongeur, slightly curved, | 14.5 cm | 1
47-212-00 | Lead hand, adult, 37 cm |  | 1
55-110-61 | Container bottom, aluminium, 600 x 272 x 116 mm, | non perforated | 1
55-110-90 | Container lid, aluminium, silver, 585 x 285 mm, | perforated | 1
55-190-05 | Wire basket, 480 x 245 x 50 mm |  | 1
55-820-03 | Identification label, red |  | 1
57-060-10 | EASYDRIVER SET
40-816-00 | Handle with chuck, Ø 0.5 - 7.0 mm, cannulated, | Ø 6.0 mm, including key | 1
42-038-02 | Dispenser for Kirschner wires, 10 cm |  | 1
42-101-10 | Kirschner,Trocar,100 mm,round,Ø1,0, 10pc |  | 1
42-101-12 | Kirschner,Trocar,100 mm,round,Ø1,2, 10pc |  | 1
42-101-14 | Kirschner,Trocar,100 mm,round,Ø1,4, 10pc |  | 1
42-101-16 | Kirschner,Trocar,100 mm,round,Ø1,6, 10pc |  | 1
40-873-16 | TC wire cutting forceps, double, 16 cm, | hard Ø 1.7 mm / soft Ø 2.0 mm | 1
57-060-10 C | EASYDRIVER SET, CONTAINER AND BASKET
40-816-00 | Handle with chuck, Ø 0.5 - 7.0 mm, cannulated, | Ø 6.0 mm, including key | 1
42-038-02 | Dispenser for Kirschner wires, 10 cm |  | 1
42-101-10 | Kirschner,Trocar,100 mm,round,Ø1,0, 10pc |  | 1
42-101-12 | Kirschner,Trocar,100 mm,round,Ø1,2, 10pc |  | 1
42-101-14 | Kirschner,Trocar,100 mm,round,Ø1,4, 10pc |  | 1
42-101-16 | Kirschner,Trocar,100 mm,round,Ø1,6, 10pc |  | 1
40-873-16 | TC wire cutting forceps, double, 16 cm, | hard Ø 1.7 mm / soft Ø 2.0 mm | 1
55-510-61 | Container bottom, aluminium, 320 x 186 x 59 mm, | non perforated - for Special container | 1
55-510-90 | Container lid, aluminium, silver, 325 x 192 mm, | perforated - for Special container | 1
55-525-05 | Stainless steel tray 275 x 175 x 45mm, without lid |  | 1
55-820-03 | Identification label, red |  | 1
57-060-12 | HAND MICRO BASIC SET, FLAT HANDLE
11-685-15 | Micro scissors, curved, sharp, blade 9 mm, | Ø 8 mm, 15 cm | 1
13-608-13 | Micro forceps, Vise 0.3 mm, straight, 13 cm |  | 1
13-616-45 | Jeweller forceps Fig. 5, 45°, 10.5 cm |  | 1
13-616-02 | Jeweller forceps Fig. 2, 12 cm |  | 1
13-616-01 | Jeweller forceps Fig. 1, 12 cm |  | 1
13-616-05 | Jeweller forceps Fig. 5, 11 cm |  | 1
17-910-12 | Michel clip forceps, 12 cm |  | 1
15-450-06 | Biemer vessel clip, straight, 6 mm |  | 1
15-450-09 | Biemer vessel clip, straight, 9 mm |  | 1
15-458-09 | Biemer-Müller approximator, delicate, straight,9mm |  | 1
15-456-09 | Biemer-Müller approximator, straight, 9 mm |  | 1
17-671-15 | Reill micro needle holder, without catch, curved, | delicate jaw, 0.3 mm, Ø 8 mm, 15 cm | 1
56-100-65 | Needle case, 62 x 13 mm, insert only |  | 1
57-060-12 C | HAND MICRO BASIC SET, FLAT HANDLE, CONTAINER AND BASKET
11-685-15 | Micro scissors, curved, sharp, blade 9 mm, | Ø 8 mm, 15 cm | 1
13-608-13 | Micro forceps, Vise 0.3 mm, straight, 13 cm |  | 1
13-616-45 | Jeweller forceps Fig. 5, 45°, 10.5 cm |  | 1
13-616-02 | Jeweller forceps Fig. 2, 12 cm |  | 1
13-616-01 | Jeweller forceps Fig. 1, 12 cm |  | 1
13-616-05 | Jeweller forceps Fig. 5, 11 cm |  | 1
17-910-12 | Michel clip forceps, 12 cm |  | 1
15-450-06 | Biemer vessel clip, straight, 6 mm |  | 1
15-450-09 | Biemer vessel clip, straight, 9 mm |  | 1
15-458-09 | Biemer-Müller approximator, delicate, straight,9mm |  | 1
15-456-09 | Biemer-Müller approximator, straight, 9 mm |  | 1
17-671-15 | Reill micro needle holder, without catch, curved, | delicate jaw, 0.3 mm, Ø 8 mm, 15 cm | 1
56-100-65 | Needle case, 62 x 13 mm, insert only |  | 1
55-510-61 | Container bottom, aluminium, 320 x 186 x 59 mm, | non perforated - for Special container | 1
55-510-90 | Container lid, aluminium, silver, 325 x 192 mm, | perforated - for Special container | 1
55-525-05 | Stainless steel tray 275 x 175 x 45mm, without lid |  | 1
55-820-03 | Identification label, red |  | 1
57-060-14 | HAND MICRO BASIC SET, ROUND HANDLE
11-684-15 | Micro scissors, straight, sharp, blade 9 mm, | Ø 8 mm, 15 cm | 1
11-685-15 | Micro scissors, curved, sharp, blade 9 mm, | Ø 8 mm, 15 cm | 1
13-613-15 | Micro forceps, round handle Ø 8 mm, | curved, 0.3 x 6.0 mm with platform, 15 cm | 1
13-612-15 | Micro forceps, round handle Ø 8 mm, straight | 0.3 x 6.0 mm with platform, 15 cm | 3
17-910-12 | Michel clip forceps, 12 cm |  | 1
15-450-06 | Biemer vessel clip, straight, 6 mm |  | 1
15-450-09 | Biemer vessel clip, straight, 9 mm |  | 1
15-458-09 | Biemer-Müller approximator, delicate, straight,9mm |  | 1
15-456-09 | Biemer-Müller approximator, straight, 9 mm |  | 1
17-667-15 | Micro needle holder, without catch, 11.0 x 0.4 mm | Ø 8 mm, curved, 15 cm | 1
56-100-65 | Needle case, 62 x 13 mm, insert only |  | 1
57-060-14 C | HAND MICRO BASIC SET, ROUND HANDLE, CONTAINER AND BASKET
11-684-15 | Micro scissors, straight, sharp, blade 9 mm, | Ø 8 mm, 15 cm | 1
11-685-15 | Micro scissors, curved, sharp, blade 9 mm, | Ø 8 mm, 15 cm | 1
13-613-15 | Micro forceps, round handle Ø 8 mm, | curved, 0.3 x 6.0 mm with platform, 15 cm | 1
13-612-15 | Micro forceps, round handle Ø 8 mm, straight | 0.3 x 6.0 mm with platform, 15 cm | 3
17-910-12 | Michel clip forceps, 12 cm |  | 1
15-450-06 | Biemer vessel clip, straight, 6 mm |  | 1
15-450-09 | Biemer vessel clip, straight, 9 mm |  | 1
15-458-09 | Biemer-Müller approximator, delicate, straight,9mm |  | 1
15-456-09 | Biemer-Müller approximator, straight, 9 mm |  | 1
17-667-15 | Micro needle holder, without catch, 11.0 x 0.4 mm | Ø 8 mm, curved, 15 cm | 1
56-100-65 | Needle case, 62 x 13 mm, insert only |  | 1
55-510-61 | Container bottom, aluminium, 320 x 186 x 59 mm, | non perforated - for Special container | 1
55-510-90 | Container lid, aluminium, silver, 325 x 192 mm, | perforated - for Special container | 1
55-525-05 | Stainless steel tray 275 x 175 x 45mm, without lid |  | 1
55-820-03 | Identification label, red |  | 1
57-060-16 | FINGER AMPUTATION SET
11-002-14 | Surgical scissors, Fig. 2, straight, 14 cm, | sharp/blunt | 1
11-201-14 | Metzenbaum scissors, curved, Fig. 1, 14 cm |  | 1
13-000-23 | Standard dressing forceps, straight, 23 cm |  | 2
13-100-11 | Dissecting forceps 1x2, 11 cm |  | 2
15-061-12 | Halsted-Mosquito forceps, curved, 12.5 cm |  | 4
17-032-12 | Derf (Wright) needle holder, 12 cm |  | 1
10-103-01 | Scalpel handle, standard No. 3 |  | 1
16-152-01 | Gillies skin hook, 1-prong, small, 18 cm |  | 2
26-663-18 | Freer elevator, sharp/blunt, 5 / 5 mm, 18 cm |  | 1
40-254-04 | Freer chisel, straight, 4 mm, 17 cm |  | 1
40-442-21 | Cottle nasal rasp, 30 x 8 mm, 21 cm |  | 1
10-032-20 | Ruler, 20 cm |  | 1
40-468-03 | Spratt bone curette, Fig. 00, 17 cm |  | 1
40-468-04 | Spratt bone curette, Fig. 0, 17 cm |  | 1
40-468-05 | Spratt bone curette, Fig. 1, 17 cm |  | 1
40-200-20 | Mead mallet, Ø 26 mm, 320 g, 19 cm |  | 1
47-212-00 | Lead hand, adult, 37 cm |  | 1
40-653-05 | Ruskin bone rongeur, curved, 5 mm, 18 cm |  | 1
40-713-19 | Ruskin-Liston bone cutting forceps, angled, 19 cm |  | 1

## Rescuscitation
ITEM CODE | DESCRIPTION | DESCRIPTION 2 | QTY
57-065-00 | BASIC EQUIPMENT FOR EMERGENCY SHOCK OP SET
48-021-18 | Universal bandage scissors, black, 18 cm |  | 4
48-017-24 | Bruns bandage scissors, with teeth, 24 cm |  | 3
15-734-17 | Collin tissue forceps, straight, 17 cm |  | 4
26-029-16 | Roser-König mouth gag, 16 cm |  | 4
15-703-27 | Gross-Maier sponge forceps, curved, 27 cm |  | 6
48-007-20 | Lister bandage scissors, 20 cm |  | 2
11-002-14 | Surgical scissors, Fig. 2, straight, 14 cm, | sharp/blunt | 2
10-040-01 | Minimus blood pressure manometer scala | Ø 49 mm to 300 mm/hg | 1
10-012-01 | Duplex Stethoscope for adult, Ø 47 mm |  | 1
15-842-14 | Tubing clamp, Klinikum Berlin, 14 cm |  | 2
57-065-00 C | BASIC EQUIPMENT FOR EMERGENCY SHOCK OP SET, CONTAINER AND BASKET
48-021-18 | Universal bandage scissors, black, 18 cm |  | 4
48-017-24 | Bruns bandage scissors, with teeth, 24 cm |  | 3
15-734-17 | Collin tissue forceps, straight, 17 cm |  | 4
26-029-16 | Roser-König mouth gag, 16 cm |  | 4
15-703-27 | Gross-Maier sponge forceps, curved, 27 cm |  | 6
48-007-20 | Lister bandage scissors, 20 cm |  | 2
11-002-14 | Surgical scissors, Fig. 2, straight, 14 cm, | sharp/blunt | 2
10-040-01 | Minimus blood pressure manometer scala | Ø 49 mm to 300 mm/hg | 1
10-012-01 | Duplex Stethoscope for adult, Ø 47 mm |  | 1
15-842-14 | Tubing clamp, Klinikum Berlin, 14 cm |  | 2
55-210-60 | Container bottom, aluminium, 475 x 272 x 96 mm, | non perforated | 1
55-210-90 | Container lid, aluminium, silver, 460 x 285 mm, | perforated | 1
55-290-05 | Wire basket, 405 x 245 x 50 mm |  | 1
55-820-03 | Identification label, red |  | 1
57-065-02 | BLOOD PRESSURE MANOMETER AND STETHOSCOPE SET
10-012-01 | Duplex Stethoscope for adult, Ø 47 mm |  | 1
10-040-01 | Minimus blood pressure manometer scala | Ø 49 mm to 300 mm/hg | 1
57-065-04 | CHANGE OF BANDAGE SET
13-002-14 | Dressing forceps delicate, straight, 14 cm |  | 1
13-102-14 | Dissecting forceps 1x2, delicate, 14 cm |  | 1
12-231-16 | TC Mayo-Lexer scissors, curved, 16 cm |  | 1
10-606-14 | Myrtle leave probe, 14.5 cm |  | 1
15-049-14 | Crile forceps, curved, 14 cm |  | 2
57-065-04 C | CHANGE OF BANDAGE SET, CONTAINER AND BASKET
13-002-14 | Dressing forceps delicate, straight, 14 cm |  | 1
13-102-14 | Dissecting forceps 1x2, delicate, 14 cm |  | 1
12-231-16 | TC Mayo-Lexer scissors, curved, 16 cm |  | 1
10-606-14 | Myrtle leave probe, 14.5 cm |  | 1
15-049-14 | Crile forceps, curved, 14 cm |  | 2
55-510-61 | Container bottom, aluminium, 320 x 186 x 59 mm, | non perforated - for Special container | 1
55-510-90 | Container lid, aluminium, silver, 325 x 192 mm, | perforated - for Special container | 1
55-525-05 | Stainless steel tray 275 x 175 x 45mm, without lid |  | 1
55-820-03 | Identification label, red |  | 1
57-065-06 | SUTURE REMOVING SET
11-003-14 | Surgical scissors, Fig. 2, curved, 14 cm, | sharp/blunt | 1
13-002-14 | Dressing forceps delicate, straight, 14 cm |  | 1
13-102-14 | Dissecting forceps 1x2, delicate, 14 cm |  | 1
57-065-08 | VENAE SECTIO / CUT DOWN SET
15-702-20 | Gross-Maier sponge forceps, straight, 20 cm |  | 1
15-801-11 | Backhaus towel forceps, 11 cm |  | 4
10-103-01 | Scalpel handle, standard No. 3 |  | 1
15-161-12 | Halsted-Mosquito forceps, curved, 1x2, 12 cm |  | 3
15-000-14 | Pean forceps, straight, 14 cm |  | 2
15-275-02 | Baby-Mixter artery forceps, strongly curved, 14 cm |  | 1
16-128-14 | Desmarres vein retractor, 14 mm, 16 cm |  | 2
16-122-02 | Trachea hook, blunt, 2-prongs, 16 cm |  | 2
16-212-10 | Alm self retaining retractor, sharp, 10 cm |  | 1
13-054-12 | Semken forceps, straight, 12 cm |  | 1
13-154-12 | Semken dissecting forceps, straight, 1x2, 12 cm |  | 1
13-100-14 | Dissecting forceps 1x2, 14.5 cm |  | 1
11-440-11 | Iris scissors (M), straight, 11 cm |  | 1
11-011-12 | Surgical scissors curved, delicate, Fig.1, 12 cm | blunt/blunt | 1
17-729-20 | Ligature needle, left, blunt, 20 cm |  | 1
18-054-17 | Mathieu TC-needle holder, delicate, 17 cm |  | 1
11-001-14 | Surgical scissors, Fig. 1, curved, 14 cm, | blunt/blunt | 1
13-074-14 | Ochsner suture forceps, straight, 14.5 cm |  | 1
56-100-65 | Needle case, 62 x 13 mm, insert only |  | 1
57-065-08 C | VENAE SECTIO / CUT DOWN SET, CONTAINER AND BASKET
15-702-20 | Gross-Maier sponge forceps, straight, 20 cm |  | 1
15-801-11 | Backhaus towel forceps, 11 cm |  | 4
10-103-01 | Scalpel handle, standard No. 3 |  | 1
15-161-12 | Halsted-Mosquito forceps, curved, 1x2, 12 cm |  | 3
15-000-14 | Pean forceps, straight, 14 cm |  | 2
15-275-02 | Baby-Mixter artery forceps, strongly curved, 14 cm |  | 1
16-128-14 | Desmarres vein retractor, 14 mm, 16 cm |  | 2
16-122-02 | Trachea hook, blunt, 2-prongs, 16 cm |  | 2
16-212-10 | Alm self retaining retractor, sharp, 10 cm |  | 1
13-054-12 | Semken forceps, straight, 12 cm |  | 1
13-154-12 | Semken dissecting forceps, straight, 1x2, 12 cm |  | 1
13-100-14 | Dissecting forceps 1x2, 14.5 cm |  | 1
11-440-11 | Iris scissors (M), straight, 11 cm |  | 1
11-011-12 | Surgical scissors curved, delicate, Fig.1, 12 cm | blunt/blunt | 1
17-729-20 | Ligature needle, left, blunt, 20 cm |  | 1
18-054-17 | Mathieu TC-needle holder, delicate, 17 cm |  | 1
11-001-14 | Surgical scissors, Fig. 1, curved, 14 cm, | blunt/blunt | 1
13-074-14 | Ochsner suture forceps, straight, 14.5 cm |  | 1
56-100-65 | Needle case, 62 x 13 mm, insert only |  | 1
55-310-60 | Container bottom, aluminium, 310 x 272 x 96 mm, | non perforated | 1
55-310-90 | Container lid, aluminium, silver, 295 x 280 mm, | perforated | 1
55-390-05 | Wire basket, 246 x 246 x 50 mm |  | 1
55-820-03 | Identification label, red |  | 1
57-065-10 | TRACHEOTOMY SET
15-702-20 | Gross-Maier sponge forceps, straight, 20 cm |  | 2
15-801-11 | Backhaus towel forceps, 11 cm |  | 4
10-103-01 | Scalpel handle, standard No. 3 |  | 1
15-161-12 | Halsted-Mosquito forceps, curved, 1x2, 12 cm |  | 2
15-055-14 | Providence-Hospital forceps, curved, 14 cm, |  | 1
15-000-14 | Pean forceps, straight, 14 cm |  | 2
15-111-14 | Kocher forceps, delicate, curved, 14 cm |  | 6
16-018-02 | Langenbeck retractor, 30x14 mm |  | 2
16-033-02 | Kocher retractor, 21 x 14 mm, 21 cm |  | 2
16-122-03 | Trachea hook, blunt, 3-prongs, 16 cm |  | 2
16-120-01 | Trachea hook, sharp, 1-prong, 16 cm |  | 2
26-317-13 | Laborde tracheal dilator, 14 cm |  | 1
16-217-13 | Weitlaner self retainig retractor, sharp, 3x4, | 13.5 cm | 1
13-002-14 | Dressing forceps delicate, straight, 14 cm |  | 1
13-102-14 | Dissecting forceps 1x2, delicate, 14 cm |  | 2
11-001-14 | Surgical scissors, Fig. 1, curved, 14 cm, | blunt/blunt | 2
11-201-14 | Metzenbaum scissors, curved, Fig. 1, 14 cm |  | 1
17-731-21 | Deschamps ligature needle, left, blunt, 21 cm |  | 1
17-767-19 | König ligature conductor, 5 mm, 19.5 cm |  | 1
10-615-16 | Nelaton director, 16 cm |  | 1
18-004-18 | De Bakey TC-needle holder, 18 cm, | Mayo Hegar delicate | 1
13-074-14 | Ochsner suture forceps, straight, 14.5 cm |  | 1
56-100-65 | Needle case, 62 x 13 mm, insert only |  | 1
57-065-10 C | TRACHEOTOMY SET, CONTAINER AND BASKET
15-702-20 | Gross-Maier sponge forceps, straight, 20 cm |  | 2
15-801-11 | Backhaus towel forceps, 11 cm |  | 4
10-103-01 | Scalpel handle, standard No. 3 |  | 1
15-161-12 | Halsted-Mosquito forceps, curved, 1x2, 12 cm |  | 2
15-055-14 | Providence-Hospital forceps, curved, 14 cm, |  | 1
15-000-14 | Pean forceps, straight, 14 cm |  | 2
15-111-14 | Kocher forceps, delicate, curved, 14 cm |  | 6
16-018-02 | Langenbeck retractor, 30x14 mm |  | 2
16-033-02 | Kocher retractor, 21 x 14 mm, 21 cm |  | 2
16-122-03 | Trachea hook, blunt, 3-prongs, 16 cm |  | 2
16-120-01 | Trachea hook, sharp, 1-prong, 16 cm |  | 2
26-317-13 | Laborde tracheal dilator, 14 cm |  | 1
16-217-13 | Weitlaner self retainig retractor, sharp, 3x4, | 13.5 cm | 1
13-002-14 | Dressing forceps delicate, straight, 14 cm |  | 1
13-102-14 | Dissecting forceps 1x2, delicate, 14 cm |  | 2
11-001-14 | Surgical scissors, Fig. 1, curved, 14 cm, | blunt/blunt | 2
11-201-14 | Metzenbaum scissors, curved, Fig. 1, 14 cm |  | 1
17-731-21 | Deschamps ligature needle, left, blunt, 21 cm |  | 1
17-767-19 | König ligature conductor, 5 mm, 19.5 cm |  | 1
10-615-16 | Nelaton director, 16 cm |  | 1
18-004-18 | De Bakey TC-needle holder, 18 cm, | Mayo Hegar delicate | 1
13-074-14 | Ochsner suture forceps, straight, 14.5 cm |  | 1
56-100-65 | Needle case, 62 x 13 mm, insert only |  | 1
55-210-60 | Container bottom, aluminium, 475 x 272 x 96 mm, | non perforated | 1
55-210-90 | Container lid, aluminium, silver, 460 x 285 mm, | perforated | 1
55-290-05 | Wire basket, 405 x 245 x 50 mm |  | 1
55-820-03 | Identification label, red |  | 1
57-065-12 | BANDAGE SCISSORS
48-007-18 | Lister bandage scissors, 18 cm |  | 1
57-065-14 | INDIVIDUAL INSTRUMENTS FOR BANDAGE TROLLEY
40-467-05 | Volkmann bone curette, Fig. 1, 17 cm |  | 4
40-467-07 | Volkmann bone curette, Fig. 3, 17 cm |  | 4
15-100-20 | Ochsner-Kocher forceps, straight, 20 cm |  | 6
15-000-14 | Pean forceps, straight, 14 cm |  | 6
48-007-20 | Lister bandage scissors, 20 cm |  | 2
11-003-14 | Surgical scissors, Fig. 2, curved, 14 cm, | sharp/blunt | 4
10-253-11 | Disposable scalpel, Fig. 11 (pack=10 pcs.) |  | 1
10-253-10 | Disposable scalpel, Fig. 10 (pack=10 pcs.) |  | 1
40-467-02 | Volkmann bone curette, Fig. 000, 17 cm |  | 4
57-065-16 | INCISION SET
15-703-20 | Gross-Maier sponge forceps, curved, 20 cm |  | 1
10-103-01 | Scalpel handle, standard No. 3 |  | 1
15-061-12 | Halsted-Mosquito forceps, curved, 12.5 cm |  | 1
13-002-14 | Dressing forceps delicate, straight, 14 cm |  | 1
13-102-14 | Dissecting forceps 1x2, delicate, 14 cm |  | 1
12-211-14 | TC Metzenbaum scissors, delicate, curved, 14 cm |  | 1
10-602-14 | Probe, Ø 2 mm, 14.5 cm |  | 1
40-467-02 | Volkmann bone curette, Fig. 000, 17 cm |  | 1
12-231-16 | TC Mayo-Lexer scissors, curved, 16 cm |  | 1
10-104-01 | Scalpel handle, standard No. 4 |  | 1
18-022-14 | Hegar-Baumgartner TC-needle holder, 14 cm |  | 1
51-100-25 | Kidney bowls, 250 x 140 x 40 mm |  | 1
57-065-16 C | INCISION SET, CONTAINER AND BASKET
15-703-20 | Gross-Maier sponge forceps, curved, 20 cm |  | 1
10-103-01 | Scalpel handle, standard No. 3 |  | 1
15-061-12 | Halsted-Mosquito forceps, curved, 12.5 cm |  | 1
13-002-14 | Dressing forceps delicate, straight, 14 cm |  | 1
13-102-14 | Dissecting forceps 1x2, delicate, 14 cm |  | 1
12-211-14 | TC Metzenbaum scissors, delicate, curved, 14 cm |  | 1
10-602-14 | Probe, Ø 2 mm, 14.5 cm |  | 1
40-467-02 | Volkmann bone curette, Fig. 000, 17 cm |  | 1
12-231-16 | TC Mayo-Lexer scissors, curved, 16 cm |  | 1
10-104-01 | Scalpel handle, standard No. 4 |  | 1
18-022-14 | Hegar-Baumgartner TC-needle holder, 14 cm |  | 1
51-100-25 | Kidney bowls, 250 x 140 x 40 mm |  | 1
55-310-60 | Container bottom, aluminium, 310 x 272 x 96 mm, | non perforated | 1
55-310-90 | Container lid, aluminium, silver, 295 x 280 mm, | perforated | 1
55-390-05 | Wire basket, 246 x 246 x 50 mm |  | 1
55-820-03 | Identification label, red |  | 1

## Ward
ITEM CODE | DESCRIPTION | DESCRIPTION 2 | QTY
57-070-00 | BLOOD PRESSURE MANOMETER AND STEHTHOSCOPE SET
10-012-01 | Duplex Stethoscope for adult, Ø 47 mm |  | 1
10-040-01 | Minimus blood pressure manometer scala | Ø 49 mm to 300 mm/hg | 1
57-070-02 | BUELAU PUNCTURE SET
15-700-27 | Ulrich sponge forceps, straight, 26.5 cm |  | 2
15-801-11 | Backhaus towel forceps, 11 cm |  | 4
10-104-01 | Scalpel handle, standard No. 4 |  | 1
15-110-14 | Kocher forceps, delicate, straight, 14 cm |  | 2
13-002-14 | Dressing forceps delicate, straight, 14 cm |  | 1
13-102-14 | Dissecting forceps 1x2, delicate, 14 cm |  | 1
12-002-14 | TC standard scissors Fig.2, straight, 14 cm |  | 1
10-728-08 | Buelau trocar, Ø 8.0 mm |  | 1
18-012-15 | Crile-Wood TC-needle holder, 15 cm |  | 1
56-100-65 | Needle case, 62 x 13 mm, insert only |  | 1
57-070-04 | CHANGE OF BANDAGE SET
13-002-14 | Dressing forceps delicate, straight, 14 cm |  | 1
13-102-14 | Dissecting forceps 1x2, delicate, 14 cm |  | 1
12-231-16 | TC Mayo-Lexer scissors, curved, 16 cm |  | 1
10-606-14 | Myrtle leave probe, 14.5 cm |  | 1
15-049-14 | Crile forceps, curved, 14 cm |  | 2
57-070-06 | SUTURE REMOVING SET
11-003-14 | Surgical scissors, Fig. 2, curved, 14 cm, | sharp/blunt | 1
13-002-14 | Dressing forceps delicate, straight, 14 cm |  | 1
13-102-14 | Dissecting forceps 1x2, delicate, 14 cm |  | 1
57-070-08 | SOUNDING SET
10-606-14 | Myrtle leave probe, 14.5 cm |  | 1
40-464-02 | Williger bone curette, Fig. 0/1, 13 cm |  | 1
40-463-02 | Jansen bone curette, double, 16 cm |  | 1
10-602-14 | Probe, Ø 2 mm, 14.5 cm |  | 1
10-615-16 | Nelaton director, 16 cm |  | 1
10-626-30 | Double ended probe, tin, Ø 3.5 mm, 30 cm |  | 1
10-618-16 | Lockhart-Mummery probe, straight, 16 cm |  | 1
10-103-01 | Scalpel handle, standard No. 3 |  | 1
57-070-10 | CUT DOWN SET
15-702-20 | Gross-Maier sponge forceps, straight, 20 cm |  | 1
15-801-11 | Backhaus towel forceps, 11 cm |  | 4
10-103-01 | Scalpel handle, standard No. 3 |  | 1
15-161-12 | Halsted-Mosquito forceps, curved, 1x2, 12 cm |  | 3
15-000-14 | Pean forceps, straight, 14 cm |  | 2
15-275-02 | Baby-Mixter artery forceps, strongly curved, 14 cm |  | 1
16-128-14 | Desmarres vein retractor, 14 mm, 16 cm |  | 2
16-122-02 | Trachea hook, blunt, 2-prongs, 16 cm |  | 2
16-212-10 | Alm self retaining retractor, sharp, 10 cm |  | 1
13-054-12 | Semken forceps, straight, 12 cm |  | 1
13-154-12 | Semken dissecting forceps, straight, 1x2, 12 cm |  | 1
13-100-14 | Dissecting forceps 1x2, 14.5 cm |  | 1
11-440-11 | Iris scissors (M), straight, 11 cm |  | 1
11-011-12 | Surgical scissors curved, delicate, Fig.1, 12 cm | blunt/blunt | 1
17-729-20 | Ligature needle, left, blunt, 20 cm |  | 1
18-054-17 | Mathieu TC-needle holder, delicate, 17 cm |  | 1
11-001-14 | Surgical scissors, Fig. 1, curved, 14 cm, | blunt/blunt | 1
13-074-14 | Ochsner suture forceps, straight, 14.5 cm |  | 1
56-100-65 | Needle case, 62 x 13 mm, insert only |  | 1
57-070-12 | TRACHEOSTOMY SET
15-702-20 | Gross-Maier sponge forceps, straight, 20 cm |  | 2
15-801-11 | Backhaus towel forceps, 11 cm |  | 4
10-103-01 | Scalpel handle, standard No. 3 |  | 1
15-161-12 | Halsted-Mosquito forceps, curved, 1x2, 12 cm |  | 2
15-055-14 | Providence-Hospital forceps, curved, 14 cm, |  | 1
15-000-14 | Pean forceps, straight, 14 cm |  | 2
15-111-14 | Kocher forceps, delicate, curved, 14 cm |  | 6
16-018-02 | Langenbeck retractor, 30x14 mm |  | 2
16-033-02 | Kocher retractor, 21 x 14 mm, 21 cm |  | 2
16-122-03 | Trachea hook, blunt, 3-prongs, 16 cm |  | 2
16-120-01 | Trachea hook, sharp, 1-prong, 16 cm |  | 2
26-317-13 | Laborde tracheal dilator, 14 cm |  | 1
16-217-13 | Weitlaner self retainig retractor, sharp, 3x4, | 13.5 cm | 1
13-002-14 | Dressing forceps delicate, straight, 14 cm |  | 1
13-102-14 | Dissecting forceps 1x2, delicate, 14 cm |  | 2
11-001-14 | Surgical scissors, Fig. 1, curved, 14 cm, | blunt/blunt | 3
11-201-14 | Metzenbaum scissors, curved, Fig. 1, 14 cm |  | 1
17-731-21 | Deschamps ligature needle, left, blunt, 21 cm |  | 1
17-767-19 | König ligature conductor, 5 mm, 19.5 cm |  | 1
10-615-16 | Nelaton director, 16 cm |  | 1
18-004-18 | De Bakey TC-needle holder, 18 cm, | Mayo Hegar delicate | 1
13-074-14 | Ochsner suture forceps, straight, 14.5 cm |  | 1
56-100-65 | Needle case, 62 x 13 mm, insert only |  | 1
57-070-14 | BANDAGE SCISSORS
48-007-18 | Lister bandage scissors, 18 cm |  | 1
57-070-16 | INSTRUMENTS FOR DOCTORS ROOM
10-003-20 | Taylor percussion hammer, 20 cm |  | 1
10-012-01 | Duplex Stethoscope for adult, Ø 47 mm |  | 1
10-600-14 | Probe, Ø 1 mm, 14.5 cm |  | 1
10-602-18 | Probe, Ø 2 mm, 18 cm |  | 1
10-606-14 | Myrtle leave probe, 14.5 cm |  | 1
10-610-16 | Director, 16 cm |  | 1
48-013-20 | Esmarch bandage scissors, 20 cm |  | 1
51-100-25 | Kidney bowls, 250 x 140 x 40 mm |  | 2
11-002-14 | Surgical scissors, Fig. 2, straight, 14 cm, | sharp/blunt | 2
11-003-14 | Surgical scissors, Fig. 2, curved, 14 cm, | sharp/blunt | 1
13-000-14 | Standard dressing forceps, straight, 14.5 cm |  | 1
13-002-14 | Dressing forceps delicate, straight, 14 cm |  | 2
13-100-14 | Dissecting forceps 1x2, 14.5 cm |  | 2
13-102-14 | Dissecting forceps 1x2, delicate, 14 cm |  | 1
40-467-03 | Volkmann bone curette, Fig. 00, 17 cm |  | 1
15-000-14 | Pean forceps, straight, 14 cm |  | 2
10-103-01 | Scalpel handle, standard No. 3 |  | 1
10-104-01 | Scalpel handle, standard No. 4 |  | 1
10-031-15 | Tape measure, linen, 1.5 m, NON CALIBRATED |  | 1
15-703-20 | Gross-Maier sponge forceps, curved, 20 cm |  | 1
57-070-18 | INDIVIDUAL INSTRUMENTS FOR BANDAGE TROLLEY
15-703-27 | Gross-Maier sponge forceps, curved, 27 cm |  | 2
15-702-27 | Gross-Maier sponge forceps, straight, 27 cm |  | 1
26-006-19 | Brünings tongue depressor, 14/18 mm, 19 cm |  | 6
13-000-14 | Standard dressing forceps, straight, 14.5 cm |  | 12
13-000-20 | Standard dressing forceps, straight, 20 cm |  | 4
13-100-14 | Dissecting forceps 1x2, 14.5 cm |  | 12
10-602-16 | Probe, Ø 2 mm, 16 cm |  | 4
10-602-20 | Probe, Ø 2 mm, 20 cm |  | 4
40-467-02 | Volkmann bone curette, Fig. 000, 17 cm |  | 4
40-467-05 | Volkmann bone curette, Fig. 1, 17 cm |  | 4
40-467-07 | Volkmann bone curette, Fig. 3, 17 cm |  | 4
15-100-20 | Ochsner-Kocher forceps, straight, 20 cm |  | 6
15-000-14 | Pean forceps, straight, 14 cm |  | 6
48-007-20 | Lister bandage scissors, 20 cm |  | 2
11-003-14 | Surgical scissors, Fig. 2, curved, 14 cm, | sharp/blunt | 4
10-253-10 | Disposable scalpel, Fig. 10 (pack=10 pcs.) |  | 1
10-253-11 | Disposable scalpel, Fig. 11 (pack=10 pcs.) |  | 1
57-070-20 | EMERGENCY THORACOTOMY, ADULTS
30-251-00 | Mercedes rip spreader, complete with 1 pair of | lateral blades 42 x 65 and 75 x 75 mm, | 1
40-665-22 | Luer-Stille bone rongeur, curved, 22 cm |  | 1
40-715-28 | Liston bone cutting forceps, curved, 28 cm |  | 1
40-405-15 | Lambotte periosteal elevator, 15 mm, 21 cm |  | 1
40-854-03 | Flat nose pliers, 19 cm |  | 1
40-854-02 | Flat nose pliers, with crosswise groove, 17 cm |  | 1
40-886-18 | TC wire cutting pliers, front / lateral cutting, | 18 cm, hard Ø 1.5 mm / soft Ø 2.0 mm | 1
30-109-24 | Lebsche sternal chisel, 24 cm |  | 1
40-228-42 | Mallet with plastic handle, Ø 42 / 30 mm, 530 g, | 26 cm | 1
16-243-20 | Weitlaner self Ret retractor, sharp, 3x4, 20 cm |  | 1
16-001-06 | Volkmann retractor, 6-prongs, sharp, 22 cm |  | 2
16-001-04 | Volkmann retractor, 4-prongs, sharp, 22 cm |  | 2
16-026-02 | Zenker retractor, 60 x 12 mm, 26 cm |  | 2
16-026-01 | Zenker retractor, 36 x 8 mm, 25 cm |  | 2
30-301-32 | Allison lung spatula, 32 cm, 65 mm |  | 1
16-034-03 | Kocher retractor, 40 x 20 mm, 22 cm |  | 2
16-033-02 | Kocher retractor, 21 x 14 mm, 21 cm |  | 2
15-700-27 | Ulrich sponge forceps, straight, 26.5 cm |  | 4
15-701-27 | Ulrich sponge forceps, curved, 26.5 cm |  | 2
15-339-20 | Mikulicz forceps, curved, 20.5 cm |  | 2
15-766-15 | Allis tissue forceps, 5x6, straight, 15 cm |  | 2
15-251-05 | Rumel forceps Fig. 5, curved, 23 cm |  | 1
15-201-07 | Overholt-Geissendörfer forceps, curved, 21 cm |  | 2
15-201-01 | Overholt-Geissendörfer forceps, curved, 21 cm |  | 1
15-201-03 | Overholt-Geissendörfer forceps, curved, 21 cm |  | 1
15-001-16 | Pean forceps, curved, 16 cm |  | 20
15-061-12 | Halsted-Mosquito forceps, curved, 12.5 cm |  | 15
11-001-14 | Surgical scissors, Fig. 1, curved, 14 cm, | blunt/blunt | 2
12-231-16 | TC Mayo-Lexer scissors, curved, 16 cm |  | 2
12-253-23 | TC Metzenbaum-Lahey scissors, curved, 23 cm |  | 1
12-211-18 | TC Metzenbaum scissors, delicate, curved, 18 cm |  | 1
12-211-14 | TC Metzenbaum scissors, delicate, curved, 14 cm |  | 1
12-201-11 | TC Metzenbaum scissors, curved, 11 cm |  | 1
12-160-14 | TC Mayo scissors, straight, 14 cm |  | 1
18-028-13 | Halsey TC-needle holder, smooth, 13 cm |  | 2
18-002-20 | Mayo-Hegar TC-needle holder, 20 cm |  | 2
18-004-26 | De Bakey TC-needle holder, 26 cm |  | 2
18-004-23 | De Bakey TC-needle holder, 23 cm |  | 2
18-012-15 | Crile-Wood TC-needle holder, 15 cm |  | 1
13-204-24 | De Bakey forceps, 2.8 mm, straight, 24 cm |  | 3
13-204-20 | De Bakey forceps, 2.8 mm, straight, 20 cm |  | 3
13-204-16 | De Bakey forceps, 2.8 mm, straight, 16 cm |  | 4
13-242-24 | TITAN De Bakey forceps, straight, jaw 1.5 mm, 24cm |  | 2
13-070-18 | Gerald forceps, straight, 18 cm |  | 2
13-042-12 | Adson dressing forceps, 12 cm |  | 2
15-801-13 | Backhaus towel forceps, 13 cm |  | 15
15-801-11 | Backhaus towel forceps, 11 cm |  | 15
10-104-01 | Scalpel handle, standard No. 4 |  | 2
15-601-22 | Potts atrauma clamp, curved, 21.5 cm |  | 1
15-611-18 | Leland-Jones atrauma clamp, angled, 18 cm |  | 1
15-844-15 | Tubing clamp, standard, serrated, 15 cm |  | 8
15-647-24 | Satinsky atrauma clamp, curved, 24 cm |  | 1
15-647-20 | Satinsky-De Bakey clamp, curved, 20 cm |  | 1
15-611-19 | Leland-Jones atrauma clamp, angled, 18.5 cm |  | 1
15-584-23 | Potts atrauma clamp, straight, 23.5 cm |  | 1
56-112-02 | Needle case perforated, with compartments | 150 x 95 x 13 mm | 1
51-100-25 | Kidney bowls, 250 x 140 x 40 mm |  | 3
57-070-22 | INCISION SET
15-703-20 | Gross-Maier sponge forceps, curved, 20 cm |  | 1
10-103-01 | Scalpel handle, standard No. 3 |  | 1
15-061-12 | Halsted-Mosquito forceps, curved, 12.5 cm |  | 1
13-002-14 | Dressing forceps delicate, straight, 14 cm |  | 1
13-102-14 | Dissecting forceps 1x2, delicate, 14 cm |  | 1
12-211-14 | TC Metzenbaum scissors, delicate, curved, 14 cm |  | 1
10-602-14 | Probe, Ø 2 mm, 14.5 cm |  | 1
40-467-02 | Volkmann bone curette, Fig. 000, 17 cm |  | 1
12-231-16 | TC Mayo-Lexer scissors, curved, 16 cm |  | 1
10-104-01 | Scalpel handle, standard No. 4 |  | 1
18-022-14 | Hegar-Baumgartner TC-needle holder, 14 cm |  | 1
51-100-25 | Kidney bowls, 250 x 140 x 40 mm |  | 1
57-070-24 | LIQUORDRAINAGE SET
15-701-27 | Ulrich sponge forceps, curved, 26.5 cm |  | 2
15-703-27 | Gross-Maier sponge forceps, curved, 27 cm |  | 2
15-801-11 | Backhaus towel forceps, 11 cm |  | 10
10-104-01 | Scalpel handle, standard No. 4 |  | 2
10-103-01 | Scalpel handle, standard No. 3 |  | 1
15-061-12 | Halsted-Mosquito forceps, curved, 12.5 cm |  | 10
15-161-12 | Halsted-Mosquito forceps, curved, 1x2, 12 cm |  | 10
13-208-20 | De Bakey forceps, 2.0 mm, straight, 20 cm |  | 2
13-208-16 | De Bakey forceps, 2.0 mm, straight, 16 cm |  | 2
14-066-18 | TC Cushing dressing forceps, straight, 18 cm |  | 2
13-102-16 | Dissecting forceps 1x2, delicate, 16 cm |  | 2
13-170-18 | Gerald tissue forceps, straight, 18 cm |  | 2
13-164-18 | Potts-Smith dissecting forceps, straight, 18 cm |  | 2
13-417-20 | Grünwald-Jansen dressing forceps, 20 cm |  | 2
13-142-15 | Adson dissecting, 1x2, forceps, 15 cm |  | 2
12-211-18 | TC Metzenbaum scissors, delicate, curved, 18 cm |  | 2
12-211-14 | TC Metzenbaum scissors, delicate, curved, 14 cm |  | 1
12-201-14 | TC Metzenbaum scissors, curved, 14 cm |  | 1
12-231-16 | TC Mayo-Lexer scissors, curved, 16 cm |  | 1
11-440-10 | Iris scissors (M), straight, 10 cm |  | 1
12-161-17 | TC Mayo scissors, curved, 17 cm |  | 1
16-218-10 | Weitlaner self retainig retractor, blunt, | 2x3 teeth, 11 cm | 1
16-218-13 | Weitlaner self retainig retractor, blunt, | 3x4 teeth, 13.5 cm | 1
16-253-16 | Adson self retaining retractor, hinged, blunt, | 16.5 cm | 1
20-131-00 | Raney scalp clip |  | 1
20-130-00 | Raney clip applying and removing forceps | for scalp clips, 16 cm | 2
18-002-18 | Mayo-Hegar TC-needle holder, 18 cm |  | 1
18-012-15 | Crile-Wood TC-needle holder, 15 cm |  | 3
18-004-18 | De Bakey TC-needle holder, 18 cm, | Mayo Hegar delicate | 1
51-100-25 | Kidney bowls, 250 x 140 x 40 mm |  | 2
56-112-02 | Needle case perforated, with compartments | 150 x 95 x 13 mm | 1
56-100-65 | Needle case, 62 x 13 mm, insert only |  | 1
40-405-10 | Lambotte periosteal elevator, 10 mm, 21 cm |  | 1
31-109-24 | Davis spatula, double, 24.5 cm |  | 1
26-663-18 | Freer elevator, sharp/blunt, 5 / 5 mm, 18 cm |  | 1
40-649-18 | Beyer bone rongeur, curved, 18 cm |  | 1
40-653-05 | Ruskin bone rongeur, curved, 5 mm, 18 cm |  | 1
40-640-03 | Böhler bone rongeur, straight, 3 mm, 15.5 cm |  | 1
31-675-01 | Sharp hook, 90° curved, 18.5 cm |  | 1
16-105-02 | Cushing hook, 19 cm Fig. 2 |  | 1
20-124-07 | Olivecrona spatula, concave, wide 7/9 mm, 18 cm |  | 1
16-138-20 | Senn-Green retractor, 20 x 6 mm, 15 cm |  | 2
16-138-10 | Senn-Green retractor, 10 x 6 mm, 15 cm |  | 2
16-128-14 | Desmarres vein retractor, 14 mm, 16 cm |  | 2
16-051-01 | Baby-Roux retractor, 12.5 cm |  | 2
16-124-04 | Trachea hook, sharp, 4-prongs, 16.5 cm |  | 2
15-713-22 | Pitha Foreign body forceps, curved, 22 cm |  | 1
57-070-26 | INSTRUMENTS FOR PLASTER ROOM
10-390-00 | Razor, both sides concave |  | 1
48-021-18 | Universal bandage scissors, black, 18 cm |  | 1
48-007-20 | Lister bandage scissors, 20 cm |  | 1
48-048-20 | Hopkins plaster knife, 20 cm |  | 2
48-046-14 | Engel plaster saw, 14 cm |  | 1
48-017-24 | Bruns bandage scissors, with teeth, 24 cm |  | 1
48-033-26 | Stille plaster scissors, 26 cm |  | 1
48-007-18 | Lister bandage scissors, 18 cm |  | 1
48-040-28 | Hennig plaster spreader, 28 cm |  | 2
48-045-24 | Wolff plaster spreader, 24 cm |  | 2
48-045-18 | Wolff plaster spreader, 18 cm |  | 1
40-873-22 | TC wire cutting forceps, angled, 22 cm, | hard Ø 2.2 mm / soft Ø 3.0 mm | 1
57-070-28 | ELECTRIC PLASTER SAW, PLASTER ROOM
48-100-00 | Oscillating plaster saw ELECTRO POWER 230 V, | complete with 50 mm & 65 mm blades and 2 wrenches | 1
48-110-50 | Saw blade, Ø 50 mm, for normal plaster |  | 2
48-110-65 | Saw blade, Ø 65 mm, for normal plaster |  | 2
57-070-30 | ADMISSION EXAMINATION SET
15-734-17 | Collin tissue forceps, straight, 17 cm |  | 1
13-000-14 | Standard dressing forceps, straight, 14.5 cm |  | 5
13-100-14 | Dissecting forceps 1x2, 14.5 cm |  | 5
15-703-27 | Gross-Maier sponge forceps, curved, 27 cm |  | 3
15-703-20 | Gross-Maier sponge forceps, curved, 20 cm |  | 3
10-012-01 | Duplex Stethoscope for adult, Ø 47 mm |  | 1
10-040-01 | Minimus blood pressure manometer scala | Ø 49 mm to 300 mm/hg | 1
48-021-18 | Universal bandage scissors, black, 18 cm |  | 2
51-100-25 | Kidney bowls, 250 x 140 x 40 mm |  | 3
51-103-08 | Round bowls, Ø 85 mm, H 50 mm, 0.175 l |  | 3

## Dental
ITEM CODE | DESCRIPTION | DESCRIPTION 2 | QTY
57-075-00 | EXAMINATION SET
28-200-22 | Mouth mirror with thread, size 4, Ø 22 mm, | plane, pack à 12 pcs. | 1
28-200-90 | Mouth mirror handle, 125 mm |  | 1
28-911-01 | Explorer # D5 |  | 1
28-911-03 | Explorer # D3CH | "Cowhorn" | 1
28-920-06 | Periodontal Probe # CP11.5B (WHO) | graduated; 3,5 - 5,5 - 8,5 - 11,5 mm | 1
28-303-03 | London College Tweezer Fig. 3 |  | 1
57-075-00 C | EXAMINATION SET, CONTAINER AND BASKET
28-200-22 | Mouth mirror with thread, size 4, Ø 22 mm, | plane, pack à 12 pcs. | 1
28-200-90 | Mouth mirror handle, 125 mm |  | 1
28-911-01 | Explorer # D5 |  | 1
28-911-03 | Explorer # D3CH | "Cowhorn" | 1
28-920-06 | Periodontal Probe # CP11.5B (WHO) | graduated; 3,5 - 5,5 - 8,5 - 11,5 mm | 1
28-303-03 | London College Tweezer Fig. 3 |  | 1
55-510-61 | Container bottom, aluminium, 320 x 186 x 59 mm, | non perforated - for Special container | 1
55-510-90 | Container lid, aluminium, silver, 325 x 192 mm, | perforated - for Special container | 1
55-525-05 | Stainless steel tray 275 x 175 x 45mm, without lid |  | 1
55-820-03 | Identification label, red |  | 1
57-075-02 | IMPLANTOLOGY SET
28-200-22 | Mouth mirror with thread, size 4, Ø 22 mm, | plane, pack à 12 pcs. | 1
28-200-90 | Mouth mirror handle, 125 mm |  | 1
28-900-09 | Explorer # 9 | single ended | 1
28-920-06 | Periodontal Probe # CP11.5B (WHO) | graduated; 3,5 - 5,5 - 8,5 - 11,5 mm | 1
28-303-03 | London College Tweezer Fig. 3 |  | 1
10-103-12 | Scalpel handle No. 3R with round handle |  | 1
10-199-00 | Scalpel remover |  | 1
26-085-00 AL | Prichard Periosteal elevator, Fig. 3S, 17.1 cm, | straight, AMNOLINE | 1
28-975-04 AL | Periosteal elevator "Molt" # 9 171 mm |  | 1
13-042-15 | Adson dressing forceps, 15 cm |  | 1
13-142-15 | Adson dissecting, 1x2, forceps, 15 cm |  | 1
40-463-07 | Hemingway bone curette, 17 cm, Fig. 2 | Ø 3.2 x 5.5 mm | 1
40-495-02 | Uffenorder bone curette, left curved, 17 cm |  | 1
28-928-16 | Filling instrument, ball-shaped | 1,2 / 1,6 mm | 1
18-112-15 | Ryder-Micro TC-needle holder, 15 cm |  | 1
11-417-13 | Goldmann-Fox scissors, curved, 13 cm, serrated |  | 1
51-103-04 | Round bowls, Ø 40 mm, H 25 mm, 0.015 l |  | 1
57-075-02 C | IMPLANTOLOGY SET, CONTAINER AND BASKET
28-200-22 | Mouth mirror with thread, size 4, Ø 22 mm, | plane, pack à 12 pcs. | 1
28-200-90 | Mouth mirror handle, 125 mm |  | 1
28-900-09 | Explorer # 9 | single ended | 1
28-920-06 | Periodontal Probe # CP11.5B (WHO) | graduated; 3,5 - 5,5 - 8,5 - 11,5 mm | 1
28-303-03 | London College Tweezer Fig. 3 |  | 1
10-103-12 | Scalpel handle No. 3R with round handle |  | 1
10-199-00 | Scalpel remover |  | 1
26-085-00 AL | Prichard Periosteal elevator, Fig. 3S, 17.1 cm, | straight, AMNOLINE | 1
28-975-04 AL | Periosteal elevator "Molt" # 9 171 mm |  | 1
13-042-15 | Adson dressing forceps, 15 cm |  | 1
13-142-15 | Adson dissecting, 1x2, forceps, 15 cm |  | 1
40-463-07 | Hemingway bone curette, 17 cm, Fig. 2 | Ø 3.2 x 5.5 mm | 1
40-495-02 | Uffenorder bone curette, left curved, 17 cm |  | 1
28-928-16 | Filling instrument, ball-shaped | 1,2 / 1,6 mm | 1
18-112-15 | Ryder-Micro TC-needle holder, 15 cm |  | 1
11-417-13 | Goldmann-Fox scissors, curved, 13 cm, serrated |  | 1
51-103-04 | Round bowls, Ø 40 mm, H 25 mm, 0.015 l |  | 1
55-510-61 | Container bottom, aluminium, 320 x 186 x 59 mm, | non perforated - for Special container | 1
55-510-90 | Container lid, aluminium, silver, 325 x 192 mm, | perforated - for Special container | 1
55-525-05 | Stainless steel tray 275 x 175 x 45mm, without lid |  | 1
55-820-03 | Identification label, red |  | 1
57-075-04 | PERIO SURGERY SET
28-200-22 | Mouth mirror with thread, size 4, Ø 22 mm, | plane, pack à 12 pcs. | 1
28-200-90 | Mouth mirror handle, 125 mm |  | 1
28-920-04 | Periodontal Probe # CP11 | graduated; 3-6-8-11 mm | 1
28-911-01 | Explorer # D5 |  | 1
16-035-02 | Middeldorpf retractor, 20x22 mm, 22 cm |  | 1
10-103-12 | Scalpel handle No. 3R with round handle |  | 1
10-199-00 | Scalpel remover |  | 1
13-042-15 | Adson dressing forceps, 15 cm |  | 1
13-142-15 | Adson dissecting, 1x2, forceps, 15 cm |  | 1
26-085-00 AL | Prichard Periosteal elevator, Fig. 3S, 17.1 cm, | straight, AMNOLINE | 1
28-975-04 AL | Periosteal elevator "Molt" # 9 171 mm |  | 1
28-920-02 | Periodontal Probe # CP2 | graduated; 2-4-6-8-10-12 mm | 1
28-937-09 AL | Scaler # 2-3 | "Jacquette"; Posterior | 1
28-937-07 AL | Scaler # 31-32 | "Jacquette" | 1
28-938-02 AL | Scaler # 204S |  | 1
28-943-11 AL | Curette "Columbia Standard" # 4R-4L |  | 1
28-937-01 AL | Scaler # H6-H7 | "Hygienist" | 1
16-021-03 | Obwegeser retractor, flat, 42x11 mm |  | 1
40-607-14 | Luer-Friedmann bone rongeur, slightly curved, | 14.5 cm | 1
11-438-11 | Iris scissors (A), angled on side, 11 cm |  | 1
11-417-13 | Goldmann-Fox scissors, curved, 13 cm, serrated |  | 1
11-413-11 | La Grange scissors, curved, 11 cm |  | 1
17-048-14 | Olson-Hegar needle holder, 14 cm |  | 1
15-825-10 | Tohoku towel forceps, 10 cm |  | 1
51-109-01 | Medicine cup, 25 ml, graduated |  | 1
28-960-30 | Sharpening stone "Arkansas" ¦ round | 80 mm ¦ Ø 6 mm | 1
28-960-60 | Sharpening stone "Arkansas" # 299 | conical; 85 mm ¦ Ø 8 mm | 1
57-075-04 C | PERIO SURGERY SET, CONTAINER ADN BASKET
28-200-22 | Mouth mirror with thread, size 4, Ø 22 mm, | plane, pack à 12 pcs. | 1
28-200-90 | Mouth mirror handle, 125 mm |  | 1
28-920-04 | Periodontal Probe # CP11 | graduated; 3-6-8-11 mm | 1
28-911-01 | Explorer # D5 |  | 1
16-035-02 | Middeldorpf retractor, 20x22 mm, 22 cm |  | 1
10-103-12 | Scalpel handle No. 3R with round handle |  | 1
10-199-00 | Scalpel remover |  | 1
13-042-15 | Adson dressing forceps, 15 cm |  | 1
13-142-15 | Adson dissecting, 1x2, forceps, 15 cm |  | 1
26-085-00 AL | Prichard Periosteal elevator, Fig. 3S, 17.1 cm, | straight, AMNOLINE | 1
28-975-04 AL | Periosteal elevator "Molt" # 9 171 mm |  | 1
28-920-02 | Periodontal Probe # CP2 | graduated; 2-4-6-8-10-12 mm | 1
28-937-09 AL | Scaler # 2-3 | "Jacquette"; Posterior | 1
28-937-07 AL | Scaler # 31-32 | "Jacquette" | 1
28-938-02 AL | Scaler # 204S |  | 1
28-943-11 AL | Curette "Columbia Standard" # 4R-4L |  | 1
28-937-01 AL | Scaler # H6-H7 | "Hygienist" | 1
16-021-03 | Obwegeser retractor, flat, 42x11 mm |  | 1
40-607-14 | Luer-Friedmann bone rongeur, slightly curved, | 14.5 cm | 1
11-438-11 | Iris scissors (A), angled on side, 11 cm |  | 1
11-417-13 | Goldmann-Fox scissors, curved, 13 cm, serrated |  | 1
11-413-11 | La Grange scissors, curved, 11 cm |  | 1
17-048-14 | Olson-Hegar needle holder, 14 cm |  | 1
15-825-10 | Tohoku towel forceps, 10 cm |  | 1
51-109-01 | Medicine cup, 25 ml, graduated |  | 1
28-960-30 | Sharpening stone "Arkansas" ¦ round | 80 mm ¦ Ø 6 mm | 1
28-960-60 | Sharpening stone "Arkansas" # 299 | conical; 85 mm ¦ Ø 8 mm | 1
55-310-60 | Container bottom, aluminium, 310 x 272 x 96 mm, | non perforated | 1
55-310-90 | Container lid, aluminium, silver, 295 x 280 mm, | perforated | 1
55-390-05 | Wire basket, 246 x 246 x 50 mm |  | 1
55-820-03 | Identification label, red |  | 1
57-075-06 | GINGIVECTOMY SET
28-940-20 AL | Scaler # 1 | "Goldman-Fox" | 1
28-940-21 AL | Scaler # 21 | "Goldman-Fox" | 1
28-938-01 AL | Scaler # 204 |  | 1
28-938-02 AL | Scaler # 204S |  | 1
28-938-03 AL | Scaler # 204SD |  | 1
28-938-04 AL | Scaler "'Special" # 23 | Posterior | 1
28-311-15 | Dental pocket marker tweezer 15 cm # L | "Crane-Caplan" graduated; 1-2-3-5-7-8-9 | 1
28-312-15 | Dental pocket marker tweezer 15 cm # R | "Crane-Caplan" graduated; 1-2-3-5-7-8-9 | 1
11-417-13 | Goldmann-Fox scissors, curved, 13 cm, serrated |  | 1
28-938-05 AL | Scaler # T2-T3 | "Taylor" | 1
28-920-02 | Periodontal Probe # CP2 | graduated; 2-4-6-8-10-12 mm | 1
28-920-04 | Periodontal Probe # CP11 | graduated; 3-6-8-11 mm | 2
28-920-06 | Periodontal Probe # CP11.5B (WHO) | graduated; 3,5 - 5,5 - 8,5 - 11,5 mm | 1
28-920-08 | Periodontal Probe # CP12 | graduated; 3-6-9-12 mm | 1
10-103-12 | Scalpel handle No. 3R with round handle |  | 1
10-199-00 | Scalpel remover |  | 1
70-604-04 | Monopolar needle electrode, straight, Ø 0.5 mm, | insulated shaft, Ø 2.4 mm, unit 5 pcs. | 1
70-607-05 | Monopolar wire loop electrode, Ø 5 mm, | insulated shaft, Ø 2.4 mm, unit 5 pcs. | 1
70-607-10 | Monopolar wire loop electrode, Ø 10 mm, | insulated shaft, Ø 2.4 mm, unit 5 pcs. | 1
70-000-24 | Monopolar electro handle, without button, Ø 2.4 mm | for AMNOTOM | 1
51-103-04 | Round bowls, Ø 40 mm, H 25 mm, 0.015 l |  | 1
28-960-30 | Sharpening stone "Arkansas" ¦ round | 80 mm ¦ Ø 6 mm | 1
28-960-60 | Sharpening stone "Arkansas" # 299 | conical; 85 mm ¦ Ø 8 mm | 1
57-075-06 C | GINGIVECTOMY SET, CONTAINER AND BASKET
28-940-20 AL | Scaler # 1 | "Goldman-Fox" | 1
28-940-21 AL | Scaler # 21 | "Goldman-Fox" | 1
28-938-01 AL | Scaler # 204 |  | 1
28-938-02 AL | Scaler # 204S |  | 1
28-938-03 AL | Scaler # 204SD |  | 1
28-938-04 AL | Scaler "'Special" # 23 | Posterior | 1
28-311-15 | Dental pocket marker tweezer 15 cm # L | "Crane-Caplan" graduated; 1-2-3-5-7-8-9 | 1
28-312-15 | Dental pocket marker tweezer 15 cm # R | "Crane-Caplan" graduated; 1-2-3-5-7-8-9 | 1
11-417-13 | Goldmann-Fox scissors, curved, 13 cm, serrated |  | 1
28-938-05 AL | Scaler # T2-T3 | "Taylor" | 1
28-920-02 | Periodontal Probe # CP2 | graduated; 2-4-6-8-10-12 mm | 1
28-920-04 | Periodontal Probe # CP11 | graduated; 3-6-8-11 mm | 2
28-920-06 | Periodontal Probe # CP11.5B (WHO) | graduated; 3,5 - 5,5 - 8,5 - 11,5 mm | 1
28-920-08 | Periodontal Probe # CP12 | graduated; 3-6-9-12 mm | 1
10-103-12 | Scalpel handle No. 3R with round handle |  | 1
10-199-00 | Scalpel remover |  | 1
70-604-04 | Monopolar needle electrode, straight, Ø 0.5 mm, | insulated shaft, Ø 2.4 mm, unit 5 pcs. | 1
70-607-05 | Monopolar wire loop electrode, Ø 5 mm, | insulated shaft, Ø 2.4 mm, unit 5 pcs. | 1
70-607-10 | Monopolar wire loop electrode, Ø 10 mm, | insulated shaft, Ø 2.4 mm, unit 5 pcs. | 1
70-000-24 | Monopolar electro handle, without button, Ø 2.4 mm | for AMNOTOM | 1
51-103-04 | Round bowls, Ø 40 mm, H 25 mm, 0.015 l |  | 1
28-960-30 | Sharpening stone "Arkansas" ¦ round | 80 mm ¦ Ø 6 mm | 1
28-960-60 | Sharpening stone "Arkansas" # 299 | conical; 85 mm ¦ Ø 8 mm | 1
55-310-60 | Container bottom, aluminium, 310 x 272 x 96 mm, | non perforated | 1
55-310-90 | Container lid, aluminium, silver, 295 x 280 mm, | perforated | 1
55-390-05 | Wire basket, 246 x 246 x 50 mm |  | 1
55-820-03 | Identification label, red |  | 1
57-075-08 | MUCOGINGIVAL SET
16-035-02 | Middeldorpf retractor, 20x22 mm, 22 cm |  | 1
28-200-22 | Mouth mirror with thread, size 4, Ø 22 mm, | plane, pack à 12 pcs. | 1
28-200-90 | Mouth mirror handle, 125 mm |  | 1
28-911-01 | Explorer # D5 |  | 1
28-920-06 | Periodontal Probe # CP11.5B (WHO) | graduated; 3,5 - 5,5 - 8,5 - 11,5 mm | 1
28-303-03 | London College Tweezer Fig. 3 |  | 1
13-042-12 | Adson dressing forceps, 12 cm |  | 1
13-144-12 | Micro-Adson forceps, 1x2, 12 cm |  | 1
18-051-15 | Gillies mini TC-needle holder, 15 cm |  | 1
11-521-16 | Locklin scissors, S - shaped, angled 16 cm | one blade serrated | 1
11-438-11 | Iris scissors (A), angled on side, 11 cm |  | 1
10-103-12 | Scalpel handle No. 3R with round handle |  | 1
10-199-00 | Scalpel remover |  | 1
40-463-07 | Hemingway bone curette, 17 cm, Fig. 2 | Ø 3.2 x 5.5 mm | 1
40-495-02 | Uffenorder bone curette, left curved, 17 cm |  | 1
28-928-10 | Filling instrument, ball-shaped | 0,8 / 1,0 mm | 1
26-085-00 AL | Prichard Periosteal elevator, Fig. 3S, 17.1 cm, | straight, AMNOLINE | 1
28-975-04 AL | Periosteal elevator "Molt" # 9 171 mm |  | 1
51-109-01 | Medicine cup, 25 ml, graduated |  | 1
57-075-08 C | MUCOGINGIVAL SET, CONTAINER AND BASKET
16-035-02 | Middeldorpf retractor, 20x22 mm, 22 cm |  | 1
28-200-22 | Mouth mirror with thread, size 4, Ø 22 mm, | plane, pack à 12 pcs. | 1
28-200-90 | Mouth mirror handle, 125 mm |  | 1
28-911-01 | Explorer # D5 |  | 1
28-920-06 | Periodontal Probe # CP11.5B (WHO) | graduated; 3,5 - 5,5 - 8,5 - 11,5 mm | 1
28-303-03 | London College Tweezer Fig. 3 |  | 1
13-042-12 | Adson dressing forceps, 12 cm |  | 1
13-144-12 | Micro-Adson forceps, 1x2, 12 cm |  | 1
18-051-15 | Gillies mini TC-needle holder, 15 cm |  | 1
11-521-16 | Locklin scissors, S - shaped, angled 16 cm | one blade serrated | 1
11-438-11 | Iris scissors (A), angled on side, 11 cm |  | 1
10-103-12 | Scalpel handle No. 3R with round handle |  | 1
10-199-00 | Scalpel remover |  | 1
40-463-07 | Hemingway bone curette, 17 cm, Fig. 2 | Ø 3.2 x 5.5 mm | 1
40-495-02 | Uffenorder bone curette, left curved, 17 cm |  | 1
28-928-10 | Filling instrument, ball-shaped | 0,8 / 1,0 mm | 1
26-085-00 AL | Prichard Periosteal elevator, Fig. 3S, 17.1 cm, | straight, AMNOLINE | 1
28-975-04 AL | Periosteal elevator "Molt" # 9 171 mm |  | 1
51-109-01 | Medicine cup, 25 ml, graduated |  | 1
55-510-61 | Container bottom, aluminium, 320 x 186 x 59 mm, | non perforated - for Special container | 1
55-510-90 | Container lid, aluminium, silver, 325 x 192 mm, | perforated - for Special container | 1
55-525-05 | Stainless steel tray 275 x 175 x 45mm, without lid |  | 1
55-820-03 | Identification label, red |  | 1
57-075-10 | AMALGAM COMPOSITE FILLING SET
28-200-22 | Mouth mirror with thread, size 4, Ø 22 mm, | plane, pack à 12 pcs. | 1
28-200-90 | Mouth mirror handle, 125 mm |  | 1
28-911-01 | Explorer # D5 |  | 1
28-303-03 | London College Tweezer Fig. 3 |  | 1
28-310-01 | Tweezer for articulat. paper "Miller" |  | 1
28-930-02 | Cement spatula 6.5 mm |  | 1
28-934-51 AL | Gingival margin trimmer "Black" # 51/52 |  | 1
28-934-77 AL | Gingival margin trimmer "Black" # 77/78 |  | 1
28-933-05 | Modelling carver "Frahm" # 1/2 |  | 1
28-584-03 | P K THOMAS modelling carver, Fig. 3 |  | 1
28-924-02 | Excavator # 1S 1.0 mm |  | 1
28-929-40 | Filling Instrument, cylindrical | 0,8 / 1,0 mm, smooth | 1
28-929-76 | Filling instrument, pear-shaped | 1,2 / 1,6 mm | 1
28-933-10 | Modelling carver "Wiland" # 8 |  | 1
28-937-06 AL | Scaler # 30-33 | "Jacquette" | 1
28-943-30 AL | Curette "Younger-Good Standard" # 7-8 |  | 1
28-928-41 | Filling instrument, spatulate # 2 | 1,5 / 1,5 mm | 1
51-110-00 | Graduated measure, 100 ml, with handle |  | 1
57-075-10 C | AMALGAM COMPOSITE FILLINGS SET, CONTAINER AND BASKET
28-200-22 | Mouth mirror with thread, size 4, Ø 22 mm, | plane, pack à 12 pcs. | 1
28-200-90 | Mouth mirror handle, 125 mm |  | 1
28-911-01 | Explorer # D5 |  | 1
28-303-03 | London College Tweezer Fig. 3 |  | 1
28-310-01 | Tweezer for articulat. paper "Miller" |  | 1
28-930-02 | Cement spatula 6.5 mm |  | 1
28-934-51 AL | Gingival margin trimmer "Black" # 51/52 |  | 1
28-934-77 AL | Gingival margin trimmer "Black" # 77/78 |  | 1
28-933-05 | Modelling carver "Frahm" # 1/2 |  | 1
28-584-03 | P K THOMAS modelling carver, Fig. 3 |  | 1
28-924-02 | Excavator # 1S 1.0 mm |  | 1
28-929-40 | Filling Instrument, cylindrical | 0,8 / 1,0 mm, smooth | 1
28-929-76 | Filling instrument, pear-shaped | 1,2 / 1,6 mm | 1
28-933-10 | Modelling carver "Wiland" # 8 |  | 1
28-937-06 AL | Scaler # 30-33 | "Jacquette" | 1
28-943-30 AL | Curette "Younger-Good Standard" # 7-8 |  | 1
28-928-41 | Filling instrument, spatulate # 2 | 1,5 / 1,5 mm | 1
51-110-00 | Graduated measure, 100 ml, with handle |  | 1
55-510-61 | Container bottom, aluminium, 320 x 186 x 59 mm, | non perforated - for Special container | 1
55-510-90 | Container lid, aluminium, silver, 325 x 192 mm, | perforated - for Special container | 1
55-525-05 | Stainless steel tray 275 x 175 x 45mm, without lid |  | 1
55-820-03 | Identification label, red |  | 1
57-075-12 | COMPOSITE FILLINGS SET
28-200-22 | Mouth mirror with thread, size 4, Ø 22 mm, | plane, pack à 12 pcs. | 1
28-200-90 | Mouth mirror handle, 125 mm |  | 1
28-911-01 | Explorer # D5 |  | 1
28-303-03 | London College Tweezer Fig. 3 |  | 1
28-924-02 | Excavator # 1S 1.0 mm |  | 1
28-929-76 | Filling instrument, pear-shaped | 1,2 / 1,6 mm | 1
26-069-15 | Cawood-Minnesota cheek retractor, 15 cm |  | 1
28-929-40 | Filling Instrument, cylindrical | 0,8 / 1,0 mm, smooth | 1
28-931-21 | Filling Instrument "Westcott" Fig. 21 | Octagonal handle, solid, serrated | 1
28-931-22 | Filling Instrument "Westcott" # 21B | Burnisher | 1
28-933-05 | Modelling carver "Frahm" # 1/2 |  | 1
28-584-03 | P K THOMAS modelling carver, Fig. 3 |  | 1
28-928-41 | Filling instrument, spatulate # 2 | 1,5 / 1,5 mm | 1
28-310-01 | Tweezer for articulat. paper "Miller" |  | 1
28-940-20 AL | Scaler # 1 | "Goldman-Fox" | 1
28-943-30 AL | Curette "Younger-Good Standard" # 7-8 |  | 1
57-075-12 C | COMPOSITE FILLINGS SET, CONTAINER AND BASKET
28-200-22 | Mouth mirror with thread, size 4, Ø 22 mm, | plane, pack à 12 pcs. | 1
28-200-90 | Mouth mirror handle, 125 mm |  | 1
28-911-01 | Explorer # D5 |  | 1
28-303-03 | London College Tweezer Fig. 3 |  | 1
28-924-02 | Excavator # 1S 1.0 mm |  | 1
28-929-76 | Filling instrument, pear-shaped | 1,2 / 1,6 mm | 1
26-069-15 | Cawood-Minnesota cheek retractor, 15 cm |  | 1
28-929-40 | Filling Instrument, cylindrical | 0,8 / 1,0 mm, smooth | 1
28-931-21 | Filling Instrument "Westcott" Fig. 21 | Octagonal handle, solid, serrated | 1
28-931-22 | Filling Instrument "Westcott" # 21B | Burnisher | 1
28-933-05 | Modelling carver "Frahm" # 1/2 |  | 1
28-584-03 | P K THOMAS modelling carver, Fig. 3 |  | 1
28-928-41 | Filling instrument, spatulate # 2 | 1,5 / 1,5 mm | 1
28-310-01 | Tweezer for articulat. paper "Miller" |  | 1
28-940-20 AL | Scaler # 1 | "Goldman-Fox" | 1
28-943-30 AL | Curette "Younger-Good Standard" # 7-8 |  | 1
55-510-61 | Container bottom, aluminium, 320 x 186 x 59 mm, | non perforated - for Special container | 1
55-510-90 | Container lid, aluminium, silver, 325 x 192 mm, | perforated - for Special container | 1
55-525-05 | Stainless steel tray 275 x 175 x 45mm, without lid |  | 1
55-820-03 | Identification label, red |  | 1
57-075-14 | SURGICAL TOOTH EXTRACTION SET
28-200-24 | Mouth mirror with thread, size 5, Ø 24 mm, | plane, pack à 12 pcs. | 1
28-200-90 | Mouth mirror handle, 125 mm |  | 1
10-103-12 | Scalpel handle No. 3R with round handle |  | 1
10-199-00 | Scalpel remover |  | 1
28-920-04 | Periodontal Probe # CP11 | graduated; 3-6-8-11 mm | 1
28-911-01 | Explorer # D5 |  | 1
26-069-15 | Cawood-Minnesota cheek retractor, 15 cm |  | 1
26-075-03 | Mc Kessen mouth gag, Fig. 3, 1 pair |  | 2
28-303-03 | London College Tweezer Fig. 3 |  | 1
40-607-14 | Luer-Friedmann bone rongeur, slightly curved, | 14.5 cm | 1
26-085-00 AL | Prichard Periosteal elevator, Fig. 3S, 17.1 cm, | straight, AMNOLINE | 1
40-357-18 | Molt periosteal elevator, 18 cm, octagonal handle |  | 1
40-447-11 | Miller-Colburn rasp, double-ended, Fig. 1, 18 cm |  | 1
40-464-22 | Miller-Colburn bone double curette, Fig. 2, 17 cm |  | 1
28-824-01 | Heidbrink root fragment elevator, straight, 13 cm, | 1.5 mm | 1
28-824-12 | Heidbrink root fragment elevator, right curved, | 2.2 mm, 14 cm | 1
18-051-15 | Gillies mini TC-needle holder, 15 cm |  | 1
15-061-12 | Halsted-Mosquito forceps, curved, 12.5 cm |  | 1
11-307-17 | Dean scissors, angled up, toothed 17 cm |  | 1
13-042-15 | Adson dressing forceps, 15 cm |  | 1
13-142-15 | Adson dissecting, 1x2, forceps, 15 cm |  | 1
15-819-09 | Jones towel forceps, 9 cm |  | 1
28-000-02 | English extracting forceps, Fig. 2 |  | 1
28-000-07 | English extracting forceps, Fig. 7 |  | 1
28-000-17 | English extracting forceps, Fig. 17 |  | 1
28-000-18 | English extracting forceps, Fig. 18 |  | 1
28-000-67 | English extracting forceps, Fig. 67 |  | 1
28-000-51 | English extracting forceps, Fig. 51 |  | 1
28-000-33 | English extracting forceps, Fig. 33 |  | 1
28-000-13 | English extracting forceps, Fig. 13 |  | 1
28-000-22 | English extracting forceps, Fig. 22 |  | 1
28-803-28 | Seldin root elevator, left |  | 1
28-803-27 | Seldin root elevator, right |  | 1
28-808-302 | Apical root elevator, standard, Fig. 302 |  | 1
28-808-303 | Apical root elevator, standard, Fig. 303 |  | 1
28-808-304 | Apical root elevator, standard, Fig. 304 |  | 1
28-832-01 | Periolux, straight, 4 mm, 14 cm |  | 1
28-806-34 | Seldin root elevator, standard, Fig. 34 |  | 1
57-075-14 C | SURGICAL TOOTH EXTRACTION SET, CONTAINER AND BASKET
28-200-24 | Mouth mirror with thread, size 5, Ø 24 mm, | plane, pack à 12 pcs. | 1
28-200-90 | Mouth mirror handle, 125 mm |  | 1
10-103-12 | Scalpel handle No. 3R with round handle |  | 1
10-199-00 | Scalpel remover |  | 1
28-920-04 | Periodontal Probe # CP11 | graduated; 3-6-8-11 mm | 1
28-911-01 | Explorer # D5 |  | 1
26-069-15 | Cawood-Minnesota cheek retractor, 15 cm |  | 1
26-075-03 | Mc Kessen mouth gag, Fig. 3, 1 pair |  | 2
28-303-03 | London College Tweezer Fig. 3 |  | 1
40-607-14 | Luer-Friedmann bone rongeur, slightly curved, | 14.5 cm | 1
26-085-00 AL | Prichard Periosteal elevator, Fig. 3S, 17.1 cm, | straight, AMNOLINE | 1
40-357-18 | Molt periosteal elevator, 18 cm, octagonal handle |  | 1
40-447-11 | Miller-Colburn rasp, double-ended, Fig. 1, 18 cm |  | 1
40-464-22 | Miller-Colburn bone double curette, Fig. 2, 17 cm |  | 1
28-824-01 | Heidbrink root fragment elevator, straight, 13 cm, | 1.5 mm | 1
28-824-12 | Heidbrink root fragment elevator, right curved, | 2.2 mm, 14 cm | 1
18-051-15 | Gillies mini TC-needle holder, 15 cm |  | 1
15-061-12 | Halsted-Mosquito forceps, curved, 12.5 cm |  | 1
11-307-17 | Dean scissors, angled up, toothed 17 cm |  | 1
13-042-15 | Adson dressing forceps, 15 cm |  | 1
13-142-15 | Adson dissecting, 1x2, forceps, 15 cm |  | 1
15-819-09 | Jones towel forceps, 9 cm |  | 1
28-000-02 | English extracting forceps, Fig. 2 |  | 1
28-000-07 | English extracting forceps, Fig. 7 |  | 1
28-000-17 | English extracting forceps, Fig. 17 |  | 1
28-000-18 | English extracting forceps, Fig. 18 |  | 1
28-000-67 | English extracting forceps, Fig. 67 |  | 1
28-000-51 | English extracting forceps, Fig. 51 |  | 1
28-000-33 | English extracting forceps, Fig. 33 |  | 1
28-000-13 | English extracting forceps, Fig. 13 |  | 1
28-000-22 | English extracting forceps, Fig. 22 |  | 1
28-803-28 | Seldin root elevator, left |  | 1
28-803-27 | Seldin root elevator, right |  | 1
28-808-302 | Apical root elevator, standard, Fig. 302 |  | 1
28-808-303 | Apical root elevator, standard, Fig. 303 |  | 1
28-808-304 | Apical root elevator, standard, Fig. 304 |  | 1
28-832-01 | Periolux, straight, 4 mm, 14 cm |  | 1
28-806-34 | Seldin root elevator, standard, Fig. 34 |  | 1
55-110-61 | Container bottom, aluminium, 600 x 272 x 116 mm, | non perforated | 1
55-110-90 | Container lid, aluminium, silver, 585 x 285 mm, | perforated | 1
55-190-05 | Wire basket, 480 x 245 x 50 mm |  | 2
55-820-03 | Identification label, red |  | 1
57-075-16 | SUTURE AND SUTURE REMOVAL SET
28-200-22 | Mouth mirror with thread, size 4, Ø 22 mm, | plane, pack à 12 pcs. | 1
28-200-90 | Mouth mirror handle, 125 mm |  | 1
28-303-03 | London College Tweezer Fig. 3 |  | 1
11-416-13 | Goldmann-Fox scissors, straight, 13 cm, serrated |  | 1
18-051-15 | Gillies mini TC-needle holder, 15 cm |  | 1
13-042-15 | Adson dressing forceps, 15 cm |  | 1
13-142-15 | Adson dissecting, 1x2, forceps, 15 cm |  | 1
26-160-01 | Luniatschek tonsil packer, Fig. 1, broad, 17.5 cm |  | 1
16-150-16 | Kilner skin hook, 1-prong, curved, 15 cm |  | 1
28-943-12 AL | Curette "Columbia Standard" # 13-14 |  | 1
57-075-16 C | SUTURE AND SUTURE REMOVAL SET, CONTAINER AND BASKET
28-200-22 | Mouth mirror with thread, size 4, Ø 22 mm, | plane, pack à 12 pcs. | 1
28-200-90 | Mouth mirror handle, 125 mm |  | 1
28-303-03 | London College Tweezer Fig. 3 |  | 1
11-416-13 | Goldmann-Fox scissors, straight, 13 cm, serrated |  | 1
18-051-15 | Gillies mini TC-needle holder, 15 cm |  | 1
13-042-15 | Adson dressing forceps, 15 cm |  | 1
13-142-15 | Adson dissecting, 1x2, forceps, 15 cm |  | 1
26-160-01 | Luniatschek tonsil packer, Fig. 1, broad, 17.5 cm |  | 1
16-150-16 | Kilner skin hook, 1-prong, curved, 15 cm |  | 1
28-943-12 AL | Curette "Columbia Standard" # 13-14 |  | 1
55-510-61 | Container bottom, aluminium, 320 x 186 x 59 mm, | non perforated - for Special container | 1
55-510-90 | Container lid, aluminium, silver, 325 x 192 mm, | perforated - for Special container | 1
55-525-05 | Stainless steel tray 275 x 175 x 45mm, without lid |  | 1
55-820-03 | Identification label, red |  | 1
57-075-18 | ROOT RESECTION SET
28-200-24 | Mouth mirror with thread, size 5, Ø 24 mm, | plane, pack à 12 pcs. | 1
28-200-90 | Mouth mirror handle, 125 mm |  | 1
28-920-04 | Periodontal Probe # CP11 | graduated; 3-6-8-11 mm | 1
28-911-01 | Explorer # D5 |  | 1
28-303-03 | London College Tweezer Fig. 3 |  | 1
26-085-00 AL | Prichard Periosteal elevator, Fig. 3S, 17.1 cm, | straight, AMNOLINE | 1
11-416-13 | Goldmann-Fox scissors, straight, 13 cm, serrated |  | 1
11-417-13 | Goldmann-Fox scissors, curved, 13 cm, serrated |  | 1
26-069-15 | Cawood-Minnesota cheek retractor, 15 cm |  | 1
16-021-03 | Obwegeser retractor, flat, 42x11 mm |  | 1
16-140-20 | Mini-Langenbeck retractor, 20 x 6 mm, 16 cm |  | 1
16-150-16 | Kilner skin hook, 1-prong, curved, 15 cm |  | 1
13-042-15 | Adson dressing forceps, 15 cm |  | 1
13-142-15 | Adson dissecting, 1x2, forceps, 15 cm |  | 1
10-609-01 | Bowman probe, German silver Fig. 00/0 |  | 1
18-051-15 | Gillies mini TC-needle holder, 15 cm |  | 1
15-062-12 | Micro-Mosquito forceps, straight, 12.5 cm |  | 1
15-063-12 | Micro-Mosquito forceps, curved, 12.5 cm |  | 1
15-819-09 | Jones towel forceps, 9 cm |  | 1
28-924-01 | Excavator # 17 1.3 mm |  | 1
28-937-06 AL | Scaler # 30-33 | "Jacquette" | 1
28-943-30 AL | Curette "Younger-Good Standard" # 7-8 |  | 1
51-103-06 | Round bowls, Ø 60 mm, H 34 mm, 0.05 l |  | 1
57-075-18 C | ROOT RESECTION SET, CONTAINER AND BASKET
28-200-24 | Mouth mirror with thread, size 5, Ø 24 mm, | plane, pack à 12 pcs. | 1
28-200-90 | Mouth mirror handle, 125 mm |  | 1
28-920-04 | Periodontal Probe # CP11 | graduated; 3-6-8-11 mm | 1
28-911-01 | Explorer # D5 |  | 1
28-303-03 | London College Tweezer Fig. 3 |  | 1
26-085-00 AL | Prichard Periosteal elevator, Fig. 3S, 17.1 cm, | straight, AMNOLINE | 1
11-416-13 | Goldmann-Fox scissors, straight, 13 cm, serrated |  | 1
11-417-13 | Goldmann-Fox scissors, curved, 13 cm, serrated |  | 1
26-069-15 | Cawood-Minnesota cheek retractor, 15 cm |  | 1
16-021-03 | Obwegeser retractor, flat, 42x11 mm |  | 1
16-140-20 | Mini-Langenbeck retractor, 20 x 6 mm, 16 cm |  | 1
16-150-16 | Kilner skin hook, 1-prong, curved, 15 cm |  | 1
13-042-15 | Adson dressing forceps, 15 cm |  | 1
13-142-15 | Adson dissecting, 1x2, forceps, 15 cm |  | 1
10-609-01 | Bowman probe, German silver Fig. 00/0 |  | 1
18-051-15 | Gillies mini TC-needle holder, 15 cm |  | 1
15-062-12 | Micro-Mosquito forceps, straight, 12.5 cm |  | 1
15-063-12 | Micro-Mosquito forceps, curved, 12.5 cm |  | 1
15-819-09 | Jones towel forceps, 9 cm |  | 1
28-924-01 | Excavator # 17 1.3 mm |  | 1
28-937-06 AL | Scaler # 30-33 | "Jacquette" | 1
28-943-30 AL | Curette "Younger-Good Standard" # 7-8 |  | 1
51-103-06 | Round bowls, Ø 60 mm, H 34 mm, 0.05 l |  | 1
55-310-60 | Container bottom, aluminium, 310 x 272 x 96 mm, | non perforated | 1
55-310-90 | Container lid, aluminium, silver, 295 x 280 mm, | perforated | 1
55-390-05 | Wire basket, 246 x 246 x 50 mm |  | 1
55-820-03 | Identification label, red |  | 1
57-075-20 | PAR PROPHYLAXIS SET, SMALL
28-200-22 | Mouth mirror with thread, size 4, Ø 22 mm, | plane, pack à 12 pcs. | 1
28-200-90 | Mouth mirror handle, 125 mm |  | 1
28-900-23 | Dental Probe Fig. 23 |  | 1
28-303-03 | London College Tweezer Fig. 3 |  | 1
28-920-06 | Periodontal Probe # CP11.5B (WHO) | graduated; 3,5 - 5,5 - 8,5 - 11,5 mm | 1
28-940-04 AL | Scaler # 13S-14S | "McCall" | 1
28-937-04 AL | Scaler # U15-30 | "Towner-Jacquette" | 1
28-943-12 AL | Curette "Columbia Standard" # 13-14 |  | 1
28-942-02 AL | Curette "Langer Standard" # 1-2 |  | 2
51-110-00 | Graduated measure, 100 ml, with handle |  | 1
28-960-30 | Sharpening stone "Arkansas" ¦ round | 80 mm ¦ Ø 6 mm | 1
28-960-60 | Sharpening stone "Arkansas" # 299 | conical; 85 mm ¦ Ø 8 mm | 1
57-075-20 C | PAR PROPHYLAXIS SET, SMALL, CONTAINER AND BASKET
28-200-22 | Mouth mirror with thread, size 4, Ø 22 mm, | plane, pack à 12 pcs. | 1
28-200-90 | Mouth mirror handle, 125 mm |  | 1
28-900-23 | Dental Probe Fig. 23 |  | 1
28-303-03 | London College Tweezer Fig. 3 |  | 1
28-920-06 | Periodontal Probe # CP11.5B (WHO) | graduated; 3,5 - 5,5 - 8,5 - 11,5 mm | 1
28-940-04 AL | Scaler # 13S-14S | "McCall" | 1
28-937-04 AL | Scaler # U15-30 | "Towner-Jacquette" | 1
28-943-12 AL | Curette "Columbia Standard" # 13-14 |  | 1
28-942-02 AL | Curette "Langer Standard" # 1-2 |  | 2
51-110-00 | Graduated measure, 100 ml, with handle |  | 1
28-960-30 | Sharpening stone "Arkansas" ¦ round | 80 mm ¦ Ø 6 mm | 1
28-960-60 | Sharpening stone "Arkansas" # 299 | conical; 85 mm ¦ Ø 8 mm | 1
55-510-61 | Container bottom, aluminium, 320 x 186 x 59 mm, | non perforated - for Special container | 1
55-510-90 | Container lid, aluminium, silver, 325 x 192 mm, | perforated - for Special container | 1
55-525-05 | Stainless steel tray 275 x 175 x 45mm, without lid |  | 1
55-820-03 | Identification label, red |  | 1
57-075-22 | PAR PROPHYLAXIS SET, LARGE
28-200-22 | Mouth mirror with thread, size 4, Ø 22 mm, | plane, pack à 12 pcs. | 1
28-200-90 | Mouth mirror handle, 125 mm |  | 1
28-911-01 | Explorer # D5 |  | 1
28-911-03 | Explorer # D3CH | "Cowhorn" | 1
28-920-06 | Periodontal Probe # CP11.5B (WHO) | graduated; 3,5 - 5,5 - 8,5 - 11,5 mm | 1
28-940-04 AL | Scaler # 13S-14S | "McCall" | 1
28-937-04 AL | Scaler # U15-30 | "Towner-Jacquette" | 1
28-943-12 AL | Curette "Columbia Standard" # 13-14 |  | 1
28-950-06 AL | Curette "Gracey Standard" # 5-6 |  | 1
28-950-08 AL | Curette "Gracey Standard" # 7-8 |  | 1
28-950-12 AL | Curette "Gracey Standard" # 11-12 |  | 1
28-950-14 AL | Curette "Gracey Standard" # 11-14 M/D | Mesial / Distal | 1
28-303-03 | London College Tweezer Fig. 3 |  | 1
51-103-04 | Round bowls, Ø 40 mm, H 25 mm, 0.015 l |  | 1
28-960-30 | Sharpening stone "Arkansas" ¦ round | 80 mm ¦ Ø 6 mm | 1
28-960-60 | Sharpening stone "Arkansas" # 299 | conical; 85 mm ¦ Ø 8 mm | 1
57-075-22 C | PAR PROPHYLAXIS SET, LARGE, CONTAINER AND BASKET
28-200-22 | Mouth mirror with thread, size 4, Ø 22 mm, | plane, pack à 12 pcs. | 1
28-200-90 | Mouth mirror handle, 125 mm |  | 1
28-911-01 | Explorer # D5 |  | 1
28-911-03 | Explorer # D3CH | "Cowhorn" | 1
28-920-06 | Periodontal Probe # CP11.5B (WHO) | graduated; 3,5 - 5,5 - 8,5 - 11,5 mm | 1
28-940-04 AL | Scaler # 13S-14S | "McCall" | 1
28-937-04 AL | Scaler # U15-30 | "Towner-Jacquette" | 1
28-943-12 AL | Curette "Columbia Standard" # 13-14 |  | 1
28-950-06 AL | Curette "Gracey Standard" # 5-6 |  | 1
28-950-08 AL | Curette "Gracey Standard" # 7-8 |  | 1
28-950-12 AL | Curette "Gracey Standard" # 11-12 |  | 1
28-950-14 AL | Curette "Gracey Standard" # 11-14 M/D | Mesial / Distal | 1
28-303-03 | London College Tweezer Fig. 3 |  | 1
51-103-04 | Round bowls, Ø 40 mm, H 25 mm, 0.015 l |  | 1
28-960-30 | Sharpening stone "Arkansas" ¦ round | 80 mm ¦ Ø 6 mm | 1
28-960-60 | Sharpening stone "Arkansas" # 299 | conical; 85 mm ¦ Ø 8 mm | 1
55-510-61 | Container bottom, aluminium, 320 x 186 x 59 mm, | non perforated - for Special container | 1
55-510-90 | Container lid, aluminium, silver, 325 x 192 mm, | perforated - for Special container | 1
55-525-05 | Stainless steel tray 275 x 175 x 45mm, without lid |  | 1
55-820-03 | Identification label, red |  | 1
57-075-24 | CARTRIDGE SYRINGES SET,
28-979-22 | Cartridge syringe 2.2 ml, metric thread / M6, | without aspiration, breech loading | 1
28-200-22 | Mouth mirror with thread, size 4, Ø 22 mm, | plane, pack à 12 pcs. | 1
28-200-90 | Mouth mirror handle, 125 mm |  | 1
57-075-24 C | CARTRIDGE SYRINGES SET, CONTAINER AND BASKET
28-979-22 | Cartridge syringe 2.2 ml, metric thread / M6, | without aspiration, breech loading | 1
28-200-22 | Mouth mirror with thread, size 4, Ø 22 mm, | plane, pack à 12 pcs. | 1
28-200-90 | Mouth mirror handle, 125 mm |  | 1
55-510-61 | Container bottom, aluminium, 320 x 186 x 59 mm, | non perforated - for Special container | 1
55-510-90 | Container lid, aluminium, silver, 325 x 192 mm, | perforated - for Special container | 1
55-525-05 | Stainless steel tray 275 x 175 x 45mm, without lid |  | 1
55-820-03 | Identification label, red |  | 1
57-075-26 | IMPRESSION TRAYS SET
28-991-08 | Impression tray # 0 | for toothed upper jaws | 1
28-991-09 | Impression tray # 1 | for toothed upper jaws | 1
28-991-10 | Impression tray # 2 | for toothed upper jaws | 1
28-991-11 | Impression tray # 3 | for toothed upper jaws | 1
28-991-12 | Impression tray # 4 | for toothed upper jaws | 1
28-991-16 | Impression tray # 1 | for partially toothed upper jaws | 1
28-991-17 | Impression tray # 2 | for partially toothed upper jaws | 1
28-991-18 | Impression tray # 3 | for partially toothed upper jaws | 1
28-991-80 | Impression tray # 1 FO (SUP/F), for upper | functional impressions, perforated | 1
28-991-81 | Impression tray # 2 FO (SUP/F), for upper | functional impressions, perforated | 1
28-991-82 | Impression tray # 3 FO (SUP/F), for upper | functional impressions, perforated | 1
28-991-13 | Impression tray # 1 | for edentulous upper jaws | 1
28-991-14 | Impression tray # 2 | for edentulous upper jaws | 1
28-991-15 | Impression tray # 3 | for edentulous upper jaws | 1
28-991-27 | Impression tray # 0 | for toothed lower jaws | 1
28-991-28 | Impression tray # 1 | for toothed lower jaws | 1
28-991-29 | Impression tray # 2 | for toothed lower jaws | 1
28-991-30 | Impression tray # 3 | for toothed lower jaws | 1
28-991-31 | Impression tray # 4 | for toothed lower jaws | 1
28-991-35 | Impression tray # 1 | for partially toothed lower jaws | 1
28-991-36 | Impression tray # 2 | for partially toothed lower jaws | 1
28-991-37 | Impression tray # 3 | for partially toothed lower jaws | 1
28-991-32 | Impression tray # 1 | for edentulous lower jaws | 1
28-991-33 | Impression tray # 2 | for edentulous lower jaws | 1
28-991-34 | Impression tray # 3 | for edentulous lower jaws | 1
28-991-50 | Impression tray # 2 | perforated | 1
28-991-54 | Impression tray # 3, C1/2R, perforated |  | 1
28-991-70 | Impression tray # 2 | perforated | 1
28-991-64 | Impression tray # 3, C1/2L, perforated |  | 1
28-991-71 | Impression tray | with swivel handle an fixing screw | 1
28-991-73 | Impression tray "Stolley" | with swivel handel and slide | 1
57-075-26 C | IMPRESSION TRAYS SET, CONTAINER AND BASKET
28-991-08 | Impression tray # 0 | for toothed upper jaws | 1
28-991-09 | Impression tray # 1 | for toothed upper jaws | 1
28-991-10 | Impression tray # 2 | for toothed upper jaws | 1
28-991-11 | Impression tray # 3 | for toothed upper jaws | 1
28-991-12 | Impression tray # 4 | for toothed upper jaws | 1
28-991-16 | Impression tray # 1 | for partially toothed upper jaws | 1
28-991-17 | Impression tray # 2 | for partially toothed upper jaws | 1
28-991-18 | Impression tray # 3 | for partially toothed upper jaws | 1
28-991-80 | Impression tray # 1 FO (SUP/F), for upper | functional impressions, perforated | 1
28-991-81 | Impression tray # 2 FO (SUP/F), for upper | functional impressions, perforated | 1
28-991-82 | Impression tray # 3 FO (SUP/F), for upper | functional impressions, perforated | 1
28-991-13 | Impression tray # 1 | for edentulous upper jaws | 1
28-991-14 | Impression tray # 2 | for edentulous upper jaws | 1
28-991-15 | Impression tray # 3 | for edentulous upper jaws | 1
28-991-27 | Impression tray # 0 | for toothed lower jaws | 1
28-991-28 | Impression tray # 1 | for toothed lower jaws | 1
28-991-29 | Impression tray # 2 | for toothed lower jaws | 1
28-991-30 | Impression tray # 3 | for toothed lower jaws | 1
28-991-31 | Impression tray # 4 | for toothed lower jaws | 1
28-991-35 | Impression tray # 1 | for partially toothed lower jaws | 1
28-991-36 | Impression tray # 2 | for partially toothed lower jaws | 1
28-991-37 | Impression tray # 3 | for partially toothed lower jaws | 1
28-991-32 | Impression tray # 1 | for edentulous lower jaws | 1
28-991-33 | Impression tray # 2 | for edentulous lower jaws | 1
28-991-34 | Impression tray # 3 | for edentulous lower jaws | 1
28-991-50 | Impression tray # 2 | perforated | 1
28-991-54 | Impression tray # 3, C1/2R, perforated |  | 1
28-991-70 | Impression tray # 2 | perforated | 1
28-991-64 | Impression tray # 3, C1/2L, perforated |  | 1
28-991-71 | Impression tray | with swivel handle an fixing screw | 1
28-991-73 | Impression tray "Stolley" | with swivel handel and slide | 1
55-210-60 | Container bottom, aluminium, 475 x 272 x 96 mm, | non perforated | 1
55-210-90 | Container lid, aluminium, silver, 460 x 285 mm, | perforated | 1
55-290-05 | Wire basket, 405 x 245 x 50 mm |  | 1
55-820-03 | Identification label, red |  | 1
57-075-28 | DENTAL RESTORATIVE SET
28-200-94 | Mouth mirror handle ¦ M 2,5 |  | 1
28-200-22 | Mouth mirror with thread, size 4, Ø 22 mm, | plane, pack à 12 pcs. | 1
28-911-03 | Explorer # D3CH | "Cowhorn" | 1
28-303-03 | London College Tweezer Fig. 3 |  | 1
28-924-03 | Excavator # 11 1.4 mm |  | 1
28-929-40 | Filling Instrument, cylindrical | 0,8 / 1,0 mm, smooth | 1
26-069-15 | Cawood-Minnesota cheek retractor, 15 cm |  | 1
28-929-70 | Filling instrument | Planisher 2,0 / 2,5 mm | 1
28-928-43 | Filling instrument, spatulate # 4 | 2,5 / 2,5 mm | 1
28-931-25 | Filling Instrument "White" # 25,31 | Burnisher | 1
28-585-00 | Tuft modelling carver, Fig. 0 |  | 1
28-310-01 | Tweezer for articulat. paper "Miller" |  | 1
28-937-01 AL | Scaler # H6-H7 | "Hygienist" | 1
28-943-11 AL | Curette "Columbia Standard" # 4R-4L |  | 1
57-075-28 C | DENTAL RESTORATIVE SET, CONTAINER AND BASKET
28-200-94 | Mouth mirror handle ¦ M 2,5 |  | 1
28-200-22 | Mouth mirror with thread, size 4, Ø 22 mm, | plane, pack à 12 pcs. | 1
28-911-03 | Explorer # D3CH | "Cowhorn" | 1
28-303-03 | London College Tweezer Fig. 3 |  | 1
28-924-03 | Excavator # 11 1.4 mm |  | 1
28-929-40 | Filling Instrument, cylindrical | 0,8 / 1,0 mm, smooth | 1
26-069-15 | Cawood-Minnesota cheek retractor, 15 cm |  | 1
28-929-70 | Filling instrument | Planisher 2,0 / 2,5 mm | 1
28-928-43 | Filling instrument, spatulate # 4 | 2,5 / 2,5 mm | 1
28-931-25 | Filling Instrument "White" # 25,31 | Burnisher | 1
28-585-00 | Tuft modelling carver, Fig. 0 |  | 1
28-310-01 | Tweezer for articulat. paper "Miller" |  | 1
28-937-01 AL | Scaler # H6-H7 | "Hygienist" | 1
28-943-11 AL | Curette "Columbia Standard" # 4R-4L |  | 1
55-510-62 | Container bottom, aluminium, 320 x 186 x 102 mm, | non perforated - for Special container | 1
55-510-90 | Container lid, aluminium, silver, 325 x 192 mm, | perforated - for Special container | 1
55-525-05 | Stainless steel tray 275 x 175 x 45mm, without lid |  | 1
55-820-03 | Identification label, red |  | 1
57-075-30 | ENDO BASIS SET
28-928-41 | Filling instrument, spatulate # 2 | 1,5 / 1,5 mm | 1
28-924-04 | Excavator # A22 2.0 / 2.0 mm | cleoid-discoid | 1
28-930-01 | Cement spatula 5.0 mm |  | 1
28-928-10 | Filling instrument, ball-shaped | 0,8 / 1,0 mm | 1
28-983-10 AL | Depth gauge "Palti" | graduated; 8-10-12-14-16-18 | 3
28-307-01 | Tweezer "Flagg" serrated 16 cm | angled | 1
57-075-30 C | ENDO BASIS SET, CONTAINER AND BASKET
28-928-41 | Filling instrument, spatulate # 2 | 1,5 / 1,5 mm | 1
28-924-04 | Excavator # A22 2.0 / 2.0 mm | cleoid-discoid | 1
28-930-01 | Cement spatula 5.0 mm |  | 1
28-928-10 | Filling instrument, ball-shaped | 0,8 / 1,0 mm | 1
28-983-10 AL | Depth gauge "Palti" | graduated; 8-10-12-14-16-18 | 3
28-307-01 | Tweezer "Flagg" serrated 16 cm | angled | 1
55-510-61 | Container bottom, aluminium, 320 x 186 x 59 mm, | non perforated - for Special container | 1
55-510-90 | Container lid, aluminium, silver, 325 x 192 mm, | perforated - for Special container | 1
55-525-05 | Stainless steel tray 275 x 175 x 45mm, without lid |  | 1
55-820-03 | Identification label, red |  | 1
57-075-32 | DENTAL FORCEPS SET, ADULTS
28-000-01 | English extracting forceps, Fig. 1 |  | 1
28-000-07 | English extracting forceps, Fig. 7 |  | 1
28-000-17 | English extracting forceps, Fig. 17 |  | 1
28-000-18 | English extracting forceps, Fig. 18 |  | 1
28-000-51 A | English extracting forceps, Fig. 51 A |  | 1
28-000-67 | English extracting forceps, Fig. 67 |  | 1
28-000-04 | English extracting forceps, Fig. 4 |  | 1
28-000-13 | English extracting forceps, Fig. 13 |  | 1
28-000-23 | English extracting forceps, Fig. 23 |  | 1
28-000-24 | English extracting forceps, Fig. 24 |  | 1
28-000-33 | English extracting forceps, Fig. 33 |  | 1
28-000-79 | English extracting forceps, Fig. 79 |  | 1
57-075-32 C | DENTAL FORCEPS SET, ADULTS, CONTAINER AND BASKET
28-000-01 | English extracting forceps, Fig. 1 |  | 1
28-000-07 | English extracting forceps, Fig. 7 |  | 1
28-000-17 | English extracting forceps, Fig. 17 |  | 1
28-000-18 | English extracting forceps, Fig. 18 |  | 1
28-000-51 A | English extracting forceps, Fig. 51 A |  | 1
28-000-67 | English extracting forceps, Fig. 67 |  | 1
28-000-04 | English extracting forceps, Fig. 4 |  | 1
28-000-13 | English extracting forceps, Fig. 13 |  | 1
28-000-23 | English extracting forceps, Fig. 23 |  | 1
28-000-24 | English extracting forceps, Fig. 24 |  | 1
28-000-33 | English extracting forceps, Fig. 33 |  | 1
28-000-79 | English extracting forceps, Fig. 79 |  | 1
55-310-60 | Container bottom, aluminium, 310 x 272 x 96 mm, | non perforated | 1
55-310-90 | Container lid, aluminium, silver, 295 x 280 mm, | perforated | 1
55-390-05 | Wire basket, 246 x 246 x 50 mm |  | 1
55-820-03 | Identification label, red |  | 1
57-075-34 | DENTAL FORCEPS, CHILDREN
28-005-38 | English extracting forceps for children, Fig. 38 |  | 2
28-005-39 L | English extracting forceps for children, Fig. 39 L |  | 1
28-005-39 R | English extracting forceps for children, Fig. 39 R |  | 1
28-005-51 S | English extracting forceps for children, Fig. 51 S |  | 1
28-006-139 | Klein english extracting forceps for children, | Fig. 139 | 1
28-005-13 S | English extracting forceps for children, Fig. 13 S |  | 1
28-005-40 | English extracting forceps for children, Fig. 40 |  | 1
28-005-33 S | English extracting forceps for children, Fig. 33 S |  | 1
57-075-34 C | DENTAL FORCEPS, CHILDREN, CONTAINER AND BASKET
28-005-38 | English extracting forceps for children, Fig. 38 |  | 2
28-005-39 L | English extracting forceps for children, Fig. 39 L |  | 1
28-005-39 R | English extracting forceps for children, Fig. 39 R |  | 1
28-005-51 S | English extracting forceps for children, Fig. 51 S |  | 1
28-006-139 | Klein english extracting forceps for children, | Fig. 139 | 1
28-005-13 S | English extracting forceps for children, Fig. 13 S |  | 1
28-005-40 | English extracting forceps for children, Fig. 40 |  | 1
28-005-33 S | English extracting forceps for children, Fig. 33 S |  | 1
55-310-60 | Container bottom, aluminium, 310 x 272 x 96 mm, | non perforated | 1
55-310-90 | Container lid, aluminium, silver, 295 x 280 mm, | perforated | 1
55-390-05 | Wire basket, 246 x 246 x 50 mm |  | 1
55-820-03 | Identification label, red |  | 1
57-075-36 | DENTAL EMERGENCY SET
28-200-22 | Mouth mirror with thread, size 4, Ø 22 mm, | plane, pack à 12 pcs. | 2
28-200-90 | Mouth mirror handle, 125 mm |  | 2
28-911-01 | Explorer # D5 |  | 1
28-900-05 | Explorer # 3A | single ended | 1
28-920-06 | Periodontal Probe # CP11.5B (WHO) | graduated; 3,5 - 5,5 - 8,5 - 11,5 mm | 2
28-303-03 | London College Tweezer Fig. 3 |  | 1
55-620-16 | Instrument cassette for 16 instruments, | 28 x 18 x 3.5 cm, incl. 6 silicone rails | 1
28-940-20 AL | Scaler # 1 | "Goldman-Fox" | 1
28-940-21 AL | Scaler # 21 | "Goldman-Fox" | 1
28-938-01 AL | Scaler # 204 |  | 1
28-938-02 AL | Scaler # 204S |  | 1
28-938-03 AL | Scaler # 204SD |  | 1
28-938-04 AL | Scaler "'Special" # 23 | Posterior | 1
28-311-15 | Dental pocket marker tweezer 15 cm # L | "Crane-Caplan" graduated; 1-2-3-5-7-8-9 | 1
28-312-15 | Dental pocket marker tweezer 15 cm # R | "Crane-Caplan" graduated; 1-2-3-5-7-8-9 | 1
11-417-13 | Goldmann-Fox scissors, curved, 13 cm, serrated |  | 1
28-938-05 AL | Scaler # T2-T3 | "Taylor" | 1
28-920-02 | Periodontal Probe # CP2 | graduated; 2-4-6-8-10-12 mm | 1
28-920-04 | Periodontal Probe # CP11 | graduated; 3-6-8-11 mm | 1
28-920-08 | Periodontal Probe # CP12 | graduated; 3-6-9-12 mm | 1
28-920-10 | Periodontal Probe # CP15"North Carolina" | graduated; 1-2...-14-15 mm | 1
10-103-12 | Scalpel handle No. 3R with round handle |  | 1
10-199-00 | Scalpel remover |  | 1
70-604-04 | Monopolar needle electrode, straight, Ø 0.5 mm, | insulated shaft, Ø 2.4 mm, unit 5 pcs. | 1
70-607-05 | Monopolar wire loop electrode, Ø 5 mm, | insulated shaft, Ø 2.4 mm, unit 5 pcs. | 1
70-607-10 | Monopolar wire loop electrode, Ø 10 mm, | insulated shaft, Ø 2.4 mm, unit 5 pcs. | 1
51-103-04 | Round bowls, Ø 40 mm, H 25 mm, 0.015 l |  | 1
28-960-30 | Sharpening stone "Arkansas" ¦ round | 80 mm ¦ Ø 6 mm | 1
28-960-60 | Sharpening stone "Arkansas" # 299 | conical; 85 mm ¦ Ø 8 mm | 1
28-911-03 | Explorer # D3CH | "Cowhorn" | 1
28-310-01 | Tweezer for articulat. paper "Miller" |  | 1
28-303-01 | London College Tweezer Fig. 1 |  | 1
28-930-02 | Cement spatula 6.5 mm |  | 1
28-934-51 AL | Gingival margin trimmer "Black" # 51/52 |  | 1
28-934-77 AL | Gingival margin trimmer "Black" # 77/78 |  | 1
28-933-05 | Modelling carver "Frahm" # 1/2 |  | 1
28-584-03 | P K THOMAS modelling carver, Fig. 3 |  | 1
28-924-02 | Excavator # 1S 1.0 mm |  | 1
28-929-40 | Filling Instrument, cylindrical | 0,8 / 1,0 mm, smooth | 1
28-929-76 | Filling instrument, pear-shaped | 1,2 / 1,6 mm | 1
28-933-10 | Modelling carver "Wiland" # 8 |  | 1
28-937-06 AL | Scaler # 30-33 | "Jacquette" | 1
28-943-30 AL | Curette "Younger-Good Standard" # 7-8 |  | 1
28-928-41 | Filling instrument, spatulate # 2 | 1,5 / 1,5 mm | 1
51-110-00 | Graduated measure, 100 ml, with handle |  | 1
40-464-22 | Miller-Colburn bone double curette, Fig. 2, 17 cm |  | 1
28-824-01 | Heidbrink root fragment elevator, straight, 13 cm, | 1.5 mm | 1
28-824-12 | Heidbrink root fragment elevator, right curved, | 2.2 mm, 14 cm | 1
18-051-15 | Gillies mini TC-needle holder, 15 cm |  | 1
15-061-12 | Halsted-Mosquito forceps, curved, 12.5 cm |  | 1
11-307-17 | Dean scissors, angled up, toothed 17 cm |  | 1
13-042-15 | Adson dressing forceps, 15 cm |  | 1
13-142-15 | Adson dissecting, 1x2, forceps, 15 cm |  | 1
15-819-09 | Jones towel forceps, 9 cm |  | 1
28-000-02 | English extracting forceps, Fig. 2 |  | 1
28-000-07 | English extracting forceps, Fig. 7 |  | 1
28-000-17 | English extracting forceps, Fig. 17 |  | 1
28-000-18 | English extracting forceps, Fig. 18 |  | 1
28-000-67 | English extracting forceps, Fig. 67 |  | 1
28-000-51 | English extracting forceps, Fig. 51 |  | 1
28-000-33 | English extracting forceps, Fig. 33 |  | 1
28-000-13 | English extracting forceps, Fig. 13 |  | 1
28-000-22 | English extracting forceps, Fig. 22 |  | 1
28-803-28 | Seldin root elevator, left |  | 1
28-803-27 | Seldin root elevator, right |  | 1
28-808-302 | Apical root elevator, standard, Fig. 302 |  | 1
28-808-303 | Apical root elevator, standard, Fig. 303 |  | 1
28-808-304 | Apical root elevator, standard, Fig. 304 |  | 1
28-832-01 | Periolux, straight, 4 mm, 14 cm |  | 1
28-806-34 | Seldin root elevator, standard, Fig. 34 |  | 1
57-075-36 C | DENTAL EMERGENCY SET, CONTAINER AQND BASKET
28-200-22 | Mouth mirror with thread, size 4, Ø 22 mm, | plane, pack à 12 pcs. | 2
28-200-90 | Mouth mirror handle, 125 mm |  | 2
28-911-01 | Explorer # D5 |  | 1
28-900-05 | Explorer # 3A | single ended | 1
28-920-06 | Periodontal Probe # CP11.5B (WHO) | graduated; 3,5 - 5,5 - 8,5 - 11,5 mm | 2
28-303-03 | London College Tweezer Fig. 3 |  | 1
55-620-16 | Instrument cassette for 16 instruments, | 28 x 18 x 3.5 cm, incl. 6 silicone rails | 1
28-940-20 AL | Scaler # 1 | "Goldman-Fox" | 1
28-940-21 AL | Scaler # 21 | "Goldman-Fox" | 1
28-938-01 AL | Scaler # 204 |  | 1
28-938-02 AL | Scaler # 204S |  | 1
28-938-03 AL | Scaler # 204SD |  | 1
28-938-04 AL | Scaler "'Special" # 23 | Posterior | 1
28-311-15 | Dental pocket marker tweezer 15 cm # L | "Crane-Caplan" graduated; 1-2-3-5-7-8-9 | 1
28-312-15 | Dental pocket marker tweezer 15 cm # R | "Crane-Caplan" graduated; 1-2-3-5-7-8-9 | 1
11-417-13 | Goldmann-Fox scissors, curved, 13 cm, serrated |  | 1
28-938-05 AL | Scaler # T2-T3 | "Taylor" | 1
28-920-02 | Periodontal Probe # CP2 | graduated; 2-4-6-8-10-12 mm | 1
28-920-04 | Periodontal Probe # CP11 | graduated; 3-6-8-11 mm | 1
28-920-08 | Periodontal Probe # CP12 | graduated; 3-6-9-12 mm | 1
28-920-10 | Periodontal Probe # CP15"North Carolina" | graduated; 1-2...-14-15 mm | 1
10-103-12 | Scalpel handle No. 3R with round handle |  | 1
10-199-00 | Scalpel remover |  | 1
70-604-04 | Monopolar needle electrode, straight, Ø 0.5 mm, | insulated shaft, Ø 2.4 mm, unit 5 pcs. | 1
70-607-05 | Monopolar wire loop electrode, Ø 5 mm, | insulated shaft, Ø 2.4 mm, unit 5 pcs. | 1
70-607-10 | Monopolar wire loop electrode, Ø 10 mm, | insulated shaft, Ø 2.4 mm, unit 5 pcs. | 1
51-103-04 | Round bowls, Ø 40 mm, H 25 mm, 0.015 l |  | 1
28-960-30 | Sharpening stone "Arkansas" ¦ round | 80 mm ¦ Ø 6 mm | 1
28-960-60 | Sharpening stone "Arkansas" # 299 | conical; 85 mm ¦ Ø 8 mm | 1
28-911-03 | Explorer # D3CH | "Cowhorn" | 1
28-310-01 | Tweezer for articulat. paper "Miller" |  | 1
28-303-01 | London College Tweezer Fig. 1 |  | 1
28-930-02 | Cement spatula 6.5 mm |  | 1
28-934-51 AL | Gingival margin trimmer "Black" # 51/52 |  | 1
28-934-77 AL | Gingival margin trimmer "Black" # 77/78 |  | 1
28-933-05 | Modelling carver "Frahm" # 1/2 |  | 1
28-584-03 | P K THOMAS modelling carver, Fig. 3 |  | 1
28-924-02 | Excavator # 1S 1.0 mm |  | 1
28-929-40 | Filling Instrument, cylindrical | 0,8 / 1,0 mm, smooth | 1
28-929-76 | Filling instrument, pear-shaped | 1,2 / 1,6 mm | 1
28-933-10 | Modelling carver "Wiland" # 8 |  | 1
28-937-06 AL | Scaler # 30-33 | "Jacquette" | 1
28-943-30 AL | Curette "Younger-Good Standard" # 7-8 |  | 1
28-928-41 | Filling instrument, spatulate # 2 | 1,5 / 1,5 mm | 1
51-110-00 | Graduated measure, 100 ml, with handle |  | 1
40-464-22 | Miller-Colburn bone double curette, Fig. 2, 17 cm |  | 1
28-824-01 | Heidbrink root fragment elevator, straight, 13 cm, | 1.5 mm | 1
28-824-12 | Heidbrink root fragment elevator, right curved, | 2.2 mm, 14 cm | 1
18-051-15 | Gillies mini TC-needle holder, 15 cm |  | 1
15-061-12 | Halsted-Mosquito forceps, curved, 12.5 cm |  | 1
11-307-17 | Dean scissors, angled up, toothed 17 cm |  | 1
13-042-15 | Adson dressing forceps, 15 cm |  | 1
13-142-15 | Adson dissecting, 1x2, forceps, 15 cm |  | 1
15-819-09 | Jones towel forceps, 9 cm |  | 1
28-000-02 | English extracting forceps, Fig. 2 |  | 1
28-000-07 | English extracting forceps, Fig. 7 |  | 1
28-000-17 | English extracting forceps, Fig. 17 |  | 1
28-000-18 | English extracting forceps, Fig. 18 |  | 1
28-000-67 | English extracting forceps, Fig. 67 |  | 1
28-000-51 | English extracting forceps, Fig. 51 |  | 1
28-000-33 | English extracting forceps, Fig. 33 |  | 1
28-000-13 | English extracting forceps, Fig. 13 |  | 1
28-000-22 | English extracting forceps, Fig. 22 |  | 1
28-803-28 | Seldin root elevator, left |  | 1
28-803-27 | Seldin root elevator, right |  | 1
28-808-302 | Apical root elevator, standard, Fig. 302 |  | 1
28-808-303 | Apical root elevator, standard, Fig. 303 |  | 1
28-808-304 | Apical root elevator, standard, Fig. 304 |  | 1
28-832-01 | Periolux, straight, 4 mm, 14 cm |  | 1
28-806-34 | Seldin root elevator, standard, Fig. 34 |  | 1
55-110-61 | Container bottom, aluminium, 600 x 272 x 116 mm, | non perforated | 1
55-110-90 | Container lid, aluminium, silver, 585 x 285 mm, | perforated | 1
55-190-05 | Wire basket, 480 x 245 x 50 mm |  | 2
55-820-03 | Identification label, red |  | 1
57-075-38 | AMALGAM RESTORATIVE SET
28-929-40 | Filling Instrument, cylindrical | 0,8 / 1,0 mm, smooth | 1
28-929-45 | Filling Instrument, cylindrical | 1,2 / 1,6 mm, smooth | 1
28-929-50 | Filling Instrument, cylindrical | 1,6 / 2,0 mm, smooth | 1
28-583-01 | Ward modelling carver, Fig. 1 |  | 1
28-933-08 | Modelling carver # 1/2, Cleoid-Discoid, | 2.0 mm, 17.2 cm, Octagonal handle, | 1
28-933-06 | Modelling carver "Frahm" # 2-3 |  | 1
28-928-10 | Filling instrument, ball-shaped | 0,8 / 1,0 mm | 1
28-928-25 | Filling instrument, ball-shaped | 2,0 / 2,5 mm | 1
28-931-31 | Filling Instrument "White" # 29,31 | Burnisher | 1
57-075-38 C | AMALGAM RESTORATIVE SET, CONTAINER AND BASKET
28-929-40 | Filling Instrument, cylindrical | 0,8 / 1,0 mm, smooth | 1
28-929-45 | Filling Instrument, cylindrical | 1,2 / 1,6 mm, smooth | 1
28-929-50 | Filling Instrument, cylindrical | 1,6 / 2,0 mm, smooth | 1
28-583-01 | Ward modelling carver, Fig. 1 |  | 1
28-933-08 | Modelling carver # 1/2, Cleoid-Discoid, | 2.0 mm, 17.2 cm, Octagonal handle, | 1
28-933-06 | Modelling carver "Frahm" # 2-3 |  | 1
28-928-10 | Filling instrument, ball-shaped | 0,8 / 1,0 mm | 1
28-928-25 | Filling instrument, ball-shaped | 2,0 / 2,5 mm | 1
28-931-31 | Filling Instrument "White" # 29,31 | Burnisher | 1
55-510-61 | Container bottom, aluminium, 320 x 186 x 59 mm, | non perforated - for Special container | 1
55-510-90 | Container lid, aluminium, silver, 325 x 192 mm, | perforated - for Special container | 1
55-525-05 | Stainless steel tray 275 x 175 x 45mm, without lid |  | 1
55-820-03 | Identification label, red |  | 1
57-075-40 | PERIODONTAL INSTRUMENT SET
11-417-13 | Goldmann-Fox scissors, curved, 13 cm, serrated |  | 1
28-303-03 | London College Tweezer Fig. 3 |  | 1
28-200-22 | Mouth mirror with thread, size 4, Ø 22 mm, | plane, pack à 12 pcs. | 1
28-200-91 AL | Mouth mirror handle, M 2.5, AMNOLINE |  | 1
28-920-06 | Periodontal Probe # CP11.5B (WHO) | graduated; 3,5 - 5,5 - 8,5 - 11,5 mm | 1
28-940-04 AL | Scaler # 13S-14S | "McCall" | 1
28-940-03 AL | Scaler # 13-14 | "McCall" | 1
28-950-04 AL | Curette "Gracey Standard" # 3-4 |  | 1
28-950-06 AL | Curette "Gracey Standard" # 5-6 |  | 1
28-950-08 AL | Curette "Gracey Standard" # 7-8 |  | 1
28-950-12 AL | Curette "Gracey Standard" # 11-12 |  | 1
28-950-14 AL | Curette "Gracey Standard" # 11-14 M/D | Mesial / Distal | 1
28-955-03 AL | Curette "Goldman-Fox Standard" # 3 |  | 1
28-955-02 AL | Curette "Goldman-Fox Standard" # 2 |  | 1
28-955-04 AL | Curette "Goldman-Fox Standard" # 4 |  | 1
57-075-40 C | PERIODONTAL INSTRUMENT SET, CONTAINER AND BASKET
11-417-13 | Goldmann-Fox scissors, curved, 13 cm, serrated |  | 1
28-303-03 | London College Tweezer Fig. 3 |  | 1
28-200-22 | Mouth mirror with thread, size 4, Ø 22 mm, | plane, pack à 12 pcs. | 1
28-200-91 AL | Mouth mirror handle, M 2.5, AMNOLINE |  | 1
28-920-06 | Periodontal Probe # CP11.5B (WHO) | graduated; 3,5 - 5,5 - 8,5 - 11,5 mm | 1
28-940-04 AL | Scaler # 13S-14S | "McCall" | 1
28-940-03 AL | Scaler # 13-14 | "McCall" | 1
28-950-04 AL | Curette "Gracey Standard" # 3-4 |  | 1
28-950-06 AL | Curette "Gracey Standard" # 5-6 |  | 1
28-950-08 AL | Curette "Gracey Standard" # 7-8 |  | 1
28-950-12 AL | Curette "Gracey Standard" # 11-12 |  | 1
28-950-14 AL | Curette "Gracey Standard" # 11-14 M/D | Mesial / Distal | 1
28-955-03 AL | Curette "Goldman-Fox Standard" # 3 |  | 1
28-955-02 AL | Curette "Goldman-Fox Standard" # 2 |  | 1
28-955-04 AL | Curette "Goldman-Fox Standard" # 4 |  | 1
55-310-60 | Container bottom, aluminium, 310 x 272 x 96 mm, | non perforated | 1
55-310-90 | Container lid, aluminium, silver, 295 x 280 mm, | perforated | 1
55-390-05 | Wire basket, 246 x 246 x 50 mm |  | 1
55-820-03 | Identification label, red |  | 1
57-075-42 | ENDO BASIS MODULE SET
28-928-42 | Filling instrument, spatulate # 3 | 2,0 / 2,0 mm | 1
28-924-04 | Excavator # A22 2.0 / 2.0 mm | cleoid-discoid | 1
28-930-01 | Cement spatula 5.0 mm |  | 1
28-928-10 | Filling instrument, ball-shaped | 0,8 / 1,0 mm | 1
28-240-13 | Root Canal Pluggers Fig. 1/3, 0.4 mm / 0.45 mm |  | 1
28-240-57 | Root Canal Pluggers Fig. 5/7, 0.5 mm / 0.75 mm |  | 1
28-240-91 | Root Canal Pluggers Fig. 9/11, 1.0 mm / 1.15 mm |  | 1
28-307-01 | Tweezer "Flagg" serrated 16 cm | angled | 1
57-075-42 C | ENDO BASIS MODULE SET, CONTAINER AND BASKET
28-928-42 | Filling instrument, spatulate # 3 | 2,0 / 2,0 mm | 1
28-924-04 | Excavator # A22 2.0 / 2.0 mm | cleoid-discoid | 1
28-930-01 | Cement spatula 5.0 mm |  | 1
28-928-10 | Filling instrument, ball-shaped | 0,8 / 1,0 mm | 1
28-240-13 | Root Canal Pluggers Fig. 1/3, 0.4 mm / 0.45 mm |  | 1
28-240-57 | Root Canal Pluggers Fig. 5/7, 0.5 mm / 0.75 mm |  | 1
28-240-91 | Root Canal Pluggers Fig. 9/11, 1.0 mm / 1.15 mm |  | 1
28-307-01 | Tweezer "Flagg" serrated 16 cm | angled | 1
55-510-61 | Container bottom, aluminium, 320 x 186 x 59 mm, | non perforated - for Special container | 1
55-510-90 | Container lid, aluminium, silver, 325 x 192 mm, | perforated - for Special container | 1
55-525-05 | Stainless steel tray 275 x 175 x 45mm, without lid |  | 1
55-820-03 | Identification label, red |  | 1
57-075-44 | PROXIMAL FILLING INSTRUMENTS SET
28-928-10 | Filling instrument, ball-shaped | 0,8 / 1,0 mm | 1
28-928-40 | Filling instrument, spatulate # 1 | 1,0 / 1,0 mm | 1
28-929-65 | Filling instrument | Planisher 1,5 / 2,0 mm | 1
28-924-04 | Excavator # A22 2.0 / 2.0 mm | cleoid-discoid | 1
57-075-44 C | PROXIMAL FILLING INSTRUMENTS SET, CONTAINER AND BASKET
28-928-10 | Filling instrument, ball-shaped | 0,8 / 1,0 mm | 1
28-928-40 | Filling instrument, spatulate # 1 | 1,0 / 1,0 mm | 1
28-929-65 | Filling instrument | Planisher 1,5 / 2,0 mm | 1
28-924-04 | Excavator # A22 2.0 / 2.0 mm | cleoid-discoid | 1
55-510-61 | Container bottom, aluminium, 320 x 186 x 59 mm, | non perforated - for Special container | 1
55-510-90 | Container lid, aluminium, silver, 325 x 192 mm, | perforated - for Special container | 1
55-525-05 | Stainless steel tray 275 x 175 x 45mm, without lid |  | 1
55-820-03 | Identification label, red |  | 1
57-075-46 | ROOT ELEVATORS SET
28-805-01 | Coupland root elevator, 2 mm, 14.5 cm |  | 1
28-805-02 | Coupland root elevator, 2.5 mm, 15 cm |  | 1
28-805-03 | Coupland root elevator, 3 mm, 15 cm |  | 1
28-825-01 | Warwick James root elevator, Fig. 2 L, 14.5 cm |  | 1
28-825-03 | Warwick James root elevator, Fig. 3 R, 14.5 cm |  | 1
28-808-302 | Apical root elevator, standard, Fig. 302 |  | 1
28-808-303 | Apical root elevator, standard, Fig. 303 |  | 1
28-801-39 | Cryer root elevator, right |  | 1
28-801-40 | Cryer root elevator, left |  | 1
57-075-46 C | ROOT ELEVATORS SET, CONTAINER AND BASKET
28-805-01 | Coupland root elevator, 2 mm, 14.5 cm |  | 1
28-805-02 | Coupland root elevator, 2.5 mm, 15 cm |  | 1
28-805-03 | Coupland root elevator, 3 mm, 15 cm |  | 1
28-825-01 | Warwick James root elevator, Fig. 2 L, 14.5 cm |  | 1
28-825-03 | Warwick James root elevator, Fig. 3 R, 14.5 cm |  | 1
28-808-302 | Apical root elevator, standard, Fig. 302 |  | 1
28-808-303 | Apical root elevator, standard, Fig. 303 |  | 1
28-801-39 | Cryer root elevator, right |  | 1
28-801-40 | Cryer root elevator, left |  | 1
55-510-61 | Container bottom, aluminium, 320 x 186 x 59 mm, | non perforated - for Special container | 1
55-510-90 | Container lid, aluminium, silver, 325 x 192 mm, | perforated - for Special container | 1
55-525-05 | Stainless steel tray 275 x 175 x 45mm, without lid |  | 1
55-820-03 | Identification label, red |  | 1
57-075-48 | STANDARD OPERATIVE SET, CONSERVATIVE
28-900-23 | Dental Probe Fig. 23 |  | 1
28-900-17 | Explorer # TU17 | "Wilkins / Tufts", single ended | 1
28-303-03 | London College Tweezer Fig. 3 |  | 1
28-900-09 | Explorer # 9 | single ended | 1
28-929-40 | Filling Instrument, cylindrical | 0,8 / 1,0 mm, smooth | 1
28-928-42 | Filling instrument, spatulate # 3 | 2,0 / 2,0 mm | 1
28-929-60 | Filling Instrument "Mortonson" | Compactor, 1,4 / 1,8 mm | 1
28-929-76 | Filling instrument, pear-shaped | 1,2 / 1,6 mm | 1
28-933-06 | Modelling carver "Frahm" # 2-3 |  | 1
28-929-15 | Filling Instrument, cylindrical | 1,2 / 1,5 mm, checkered "Black" # 0/1 | 1
28-931-31 | Filling Instrument "White" # 29,31 | Burnisher | 2
28-929-70 | Filling instrument | Planisher 2,0 / 2,5 mm | 1
28-928-43 | Filling instrument, spatulate # 4 | 2,5 / 2,5 mm | 1
28-929-50 | Filling Instrument, cylindrical | 1,6 / 2,0 mm, smooth | 1
28-929-25 | Filling Instrument, cylindrical | 1,5 / 2,5 mm, checkered "Black" # 1/2 | 1
28-929-35 | Filling Instrument, cylindrical | 2,5 / 3,5 mm, checkered "Black" # 2/3 | 1
28-929-45 | Filling Instrument, cylindrical | 1,2 / 1,6 mm, smooth | 1
57-075-48 C | STANDARD OPERATIVE SET, CONSERVATIVE, CONTAINER AND BASKET
28-900-23 | Dental Probe Fig. 23 |  | 1
28-900-17 | Explorer # TU17 | "Wilkins / Tufts", single ended | 1
28-303-03 | London College Tweezer Fig. 3 |  | 1
28-900-09 | Explorer # 9 | single ended | 1
28-929-40 | Filling Instrument, cylindrical | 0,8 / 1,0 mm, smooth | 1
28-928-42 | Filling instrument, spatulate # 3 | 2,0 / 2,0 mm | 1
28-929-60 | Filling Instrument "Mortonson" | Compactor, 1,4 / 1,8 mm | 1
28-929-76 | Filling instrument, pear-shaped | 1,2 / 1,6 mm | 1
28-933-06 | Modelling carver "Frahm" # 2-3 |  | 1
28-929-15 | Filling Instrument, cylindrical | 1,2 / 1,5 mm, checkered "Black" # 0/1 | 1
28-931-31 | Filling Instrument "White" # 29,31 | Burnisher | 2
28-929-70 | Filling instrument | Planisher 2,0 / 2,5 mm | 1
28-928-43 | Filling instrument, spatulate # 4 | 2,5 / 2,5 mm | 1
28-929-50 | Filling Instrument, cylindrical | 1,6 / 2,0 mm, smooth | 1
28-929-25 | Filling Instrument, cylindrical | 1,5 / 2,5 mm, checkered "Black" # 1/2 | 1
28-929-35 | Filling Instrument, cylindrical | 2,5 / 3,5 mm, checkered "Black" # 2/3 | 1
28-929-45 | Filling Instrument, cylindrical | 1,2 / 1,6 mm, smooth | 1
55-510-61 | Container bottom, aluminium, 320 x 186 x 59 mm, | non perforated - for Special container | 1
55-510-90 | Container lid, aluminium, silver, 325 x 192 mm, | perforated - for Special container | 1
55-525-05 | Stainless steel tray 275 x 175 x 45mm, without lid |  | 1
55-820-03 | Identification label, red |  | 1
57-075-50 | STANDARD ORTHODONTIC SET
28-779-14 | Flat nose plier, serrated, 14 cm |  | 1
40-848-14 | Langenbeck flat nose pliers, 14 cm, with long jaw |  | 1
28-766-13 | Abell contouring pliers, 13 cm |  | 1
28-777-14 | Flat nose plier 14 cm |  | 1
28-776-15 | Wire bending plier, round / flat, smooth, 15 cm |  | 1
28-782-11 | Wire cutter TC 11,5 cm | for soft wires up to 0,7 mm | 1
28-781-13 | Distal end cutter TC 13 cm |  | 1
28-773-13 | Band pinshing and ligature locking plier | "How" 135 mm | 1
28-772-13 | Crown plier 14,5 cm | "Dr. Krause-Hohenstein" | 1
28-775-11 | Wire bending plier "Aderer" 115 mm |  | 2
28-777-13 | Schwarz II bar bending pliers, 13 cm |  | 1
28-774-12 | Angle wire bending pliers, flat/round, 12 cm |  | 1
28-773-14 | Band pinshing and ligature locking plier, straight | "How" 135 mm | 1
28-765-12 | Reynold contouring pliers, 12.5 cm |  | 1
28-765-13 | Johnson contouring pliers, 13 cm |  | 1
57-075-50 C | STANDARD ORTHODONTIC SET, CONTAINER AND BASKET
28-779-14 | Flat nose plier, serrated, 14 cm |  | 1
40-848-14 | Langenbeck flat nose pliers, 14 cm, with long jaw |  | 1
28-766-13 | Abell contouring pliers, 13 cm |  | 1
28-777-14 | Flat nose plier 14 cm |  | 1
28-776-15 | Wire bending plier, round / flat, smooth, 15 cm |  | 1
28-782-11 | Wire cutter TC 11,5 cm | for soft wires up to 0,7 mm | 1
28-781-13 | Distal end cutter TC 13 cm |  | 1
28-773-13 | Band pinshing and ligature locking plier | "How" 135 mm | 1
28-772-13 | Crown plier 14,5 cm | "Dr. Krause-Hohenstein" | 1
28-775-11 | Wire bending plier "Aderer" 115 mm |  | 2
28-777-13 | Schwarz II bar bending pliers, 13 cm |  | 1
28-774-12 | Angle wire bending pliers, flat/round, 12 cm |  | 1
28-773-14 | Band pinshing and ligature locking plier, straight | "How" 135 mm | 1
28-765-12 | Reynold contouring pliers, 12.5 cm |  | 1
28-765-13 | Johnson contouring pliers, 13 cm |  | 1
55-510-61 | Container bottom, aluminium, 320 x 186 x 59 mm, | non perforated - for Special container | 1
55-510-90 | Container lid, aluminium, silver, 325 x 192 mm, | perforated - for Special container | 1
55-525-05 | Stainless steel tray 275 x 175 x 45mm, without lid |  | 1
55-820-03 | Identification label, red |  | 1
57-075-52 | SMALL PROPHY SET
51-103-04 | Round bowls, Ø 40 mm, H 25 mm, 0.015 l |  | 1
28-200-90 | Mouth mirror handle, 125 mm |  | 1
28-200-22 | Mouth mirror with thread, size 4, Ø 22 mm, | plane, pack à 12 pcs. | 1
28-900-08 | Explorer # 8 | single ended | 1
28-937-01 AL | Scaler # H6-H7 | "Hygienist" | 1
28-937-02 AL | Scaler # H5-U15 | "Hygienist-Towner" | 1
28-937-03 AL | Scaler # U15-33 | "Towner-Jacquette" | 1
28-303-03 | London College Tweezer Fig. 3 |  | 1
57-075-52 C | SMALL PROPHY SET, CONTAINER AND BASKET
51-103-04 | Round bowls, Ø 40 mm, H 25 mm, 0.015 l |  | 1
28-200-90 | Mouth mirror handle, 125 mm |  | 1
28-200-22 | Mouth mirror with thread, size 4, Ø 22 mm, | plane, pack à 12 pcs. | 1
28-900-08 | Explorer # 8 | single ended | 1
28-937-01 AL | Scaler # H6-H7 | "Hygienist" | 1
28-937-02 AL | Scaler # H5-U15 | "Hygienist-Towner" | 1
28-937-03 AL | Scaler # U15-33 | "Towner-Jacquette" | 1
28-303-03 | London College Tweezer Fig. 3 |  | 1
55-510-61 | Container bottom, aluminium, 320 x 186 x 59 mm, | non perforated - for Special container | 1
55-510-90 | Container lid, aluminium, silver, 325 x 192 mm, | perforated - for Special container | 1
55-525-05 | Stainless steel tray 275 x 175 x 45mm, without lid |  | 1
55-820-03 | Identification label, red |  | 1
57-075-54 | LARGE PROPHY SET
51-103-04 | Round bowls, Ø 40 mm, H 25 mm, 0.015 l |  | 1
28-200-90 | Mouth mirror handle, 125 mm |  | 1
28-200-22 | Mouth mirror with thread, size 4, Ø 22 mm, | plane, pack à 12 pcs. | 1
28-900-08 | Explorer # 8 | single ended | 1
28-937-01 AL | Scaler # H6-H7 | "Hygienist" | 2
28-937-02 AL | Scaler # H5-U15 | "Hygienist-Towner" | 1
28-937-03 AL | Scaler # U15-33 | "Towner-Jacquette" | 1
40-447-11 | Miller-Colburn rasp, double-ended, Fig. 1, 18 cm |  | 1
40-447-12 | Miller-Colburn rasp, double-ended, Fig. 2, 18 cm |  | 1
28-937-07 AL | Scaler # 31-32 | "Jacquette" | 1
28-937-08 AL | Scaler Small # 34-35 | "Jacquette" | 1
28-920-06 | Periodontal Probe # CP11.5B (WHO) | graduated; 3,5 - 5,5 - 8,5 - 11,5 mm | 1
28-968-03 AL | Periodontal chisel # 3 | "Ochsenbein" | 1
57-075-54 C | LARGE PROPHY SET, CONTAINER AND BASKET
51-103-04 | Round bowls, Ø 40 mm, H 25 mm, 0.015 l |  | 1
28-200-90 | Mouth mirror handle, 125 mm |  | 1
28-200-22 | Mouth mirror with thread, size 4, Ø 22 mm, | plane, pack à 12 pcs. | 1
28-900-08 | Explorer # 8 | single ended | 1
28-937-01 AL | Scaler # H6-H7 | "Hygienist" | 2
28-937-02 AL | Scaler # H5-U15 | "Hygienist-Towner" | 1
28-937-03 AL | Scaler # U15-33 | "Towner-Jacquette" | 1
40-447-11 | Miller-Colburn rasp, double-ended, Fig. 1, 18 cm |  | 1
40-447-12 | Miller-Colburn rasp, double-ended, Fig. 2, 18 cm |  | 1
28-937-07 AL | Scaler # 31-32 | "Jacquette" | 1
28-937-08 AL | Scaler Small # 34-35 | "Jacquette" | 1
28-920-06 | Periodontal Probe # CP11.5B (WHO) | graduated; 3,5 - 5,5 - 8,5 - 11,5 mm | 1
28-968-03 AL | Periodontal chisel # 3 | "Ochsenbein" | 1
55-510-61 | Container bottom, aluminium, 320 x 186 x 59 mm, | non perforated - for Special container | 1
55-510-90 | Container lid, aluminium, silver, 325 x 192 mm, | perforated - for Special container | 1
55-525-05 | Stainless steel tray 275 x 175 x 45mm, without lid |  | 1
55-820-03 | Identification label, red |  | 1

## Transplantation
ITEM CODE | DESCRIPTION | DESCRIPTION 2 | QTY
57-080-00 | ORGAN EXPLANTATION, KIDNEY, PANCREAS, LIVER, HEART & LUNG
10-104-01 | Scalpel handle, standard No. 4 |  | 2
10-104-04 | Scalpel handle No. 4 L |  | 1
10-103-01 | Scalpel handle, standard No. 3 |  | 1
10-199-00 | Scalpel remover |  | 1
11-002-14 | Surgical scissors, Fig. 2, straight, 14 cm, | sharp/blunt | 2
11-114-18 | Doyen scissors, straight, blunt/blunt, 18 cm |  | 1
11-555-19 | Potts-Smith scissors 60°, angled, 19 cm |  | 1
12-233-16 | TC Lexer scissors, curved, 16 cm |  | 1
12-211-18 | TC Metzenbaum scissors, delicate, curved, 18 cm |  | 1
12-211-20 | TC Metzenbaum scissors, delicate, curved, 20 cm |  | 2
12-211-25 | TC Metzenbaum scissors, delicate, curved, 25 cm |  | 1
12-211-28 | TC Metzenbaum scissors, delicate, curved, 28 cm |  | 1
14-152-15 | TC Gillies dissceting forceps, 1x2, 15 cm |  | 2
13-100-16 | Dissecting forceps 1x2, 16 cm |  | 2
15-061-12 | Halsted-Mosquito forceps, curved, 12.5 cm |  | 4
15-026-21 | Halsted-Mosquito forceps, straight, 21 cm |  | 4
15-043-16 | Kelly-Rankin forceps, curved, 16 cm |  | 14
15-110-16 | Kocher forceps, delicate, straight, 16 cm |  | 4
15-111-16 | Kocher forceps, delicate, curved, 16 cm |  | 4
15-000-22 | Pean forceps, straight, 22 cm |  | 2
15-000-30 | Pean forceps, straight, 30 cm |  | 1
15-217-05 | Overholt forceps, curved, 24 cm, S-shape |  | 2
15-237-20 | Gemini forceps, curved, 20 cm |  | 2
15-343-18 | Mikulicz forceps, curved, 18 cm |  | 4
15-825-10 | Tohoku towel forceps, 10 cm |  | 12
15-844-18 | Tubing clamp, standard, serrated, 18 cm |  | 6
15-700-27 | Ulrich sponge forceps, straight, 26.5 cm |  | 4
15-702-27 | Gross-Maier sponge forceps, straight, 27 cm |  | 4
15-703-27 | Gross-Maier sponge forceps, curved, 27 cm |  | 4
16-005-06 | Kocher retractor, 6-prongs, sharp, 22 cm |  | 2
16-007-06 | Kocher retractor, 6-prongs, blunt, 22 cm |  | 2
16-039-04 | Fritsch retractor, 48 x 75 mm, 25.5 cm |  | 2
16-082-01 | Deaver retractor, Fig. 1, 25 mm, 31 cm | with grip handle | 2
16-028-02 | Mikulicz retractor, 90 x 35 mm, 26 cm |  | 1
16-028-03 | Mikulicz retractor, 120 x 50 mm, 26 cm |  | 1
16-043-01 | Kelly retractor, 190 x 38 mm, 27 cm |  | 1
16-061-19 | Goelet retractor, 30x30 / 40x40 mm, 19 cm |  | 2
16-243-20 | Weitlaner self Ret retractor, sharp, 3x4, 20 cm |  | 2
18-012-15 | Crile-Wood TC-needle holder, 15 cm |  | 2
18-002-20 | Mayo-Hegar TC-needle holder, 20 cm |  | 2
18-004-20 | De Bakey TC-needle holder, 20 cm, | Mayo Hegar delicate | 1
18-004-26 | De Bakey TC-needle holder, 26 cm |  | 1
30-245-00 | De Bakey rip spreader, for adults with | 3 pairs of detachable blades 30 x 30, 40 x 40 | 1
30-246-05 | De Bakey blades, 40 x 100 mm, pair |  | 2
13-208-20 | De Bakey forceps, 2.0 mm, straight, 20 cm |  | 2
13-208-24 | De Bakey forceps, 2.0 mm, straight, 24 cm |  | 2
13-200-30 | De Bakey forceps, 3.5 mm, straight, 30 cm |  | 2
15-494-08 | Bulldog clamp De Bakey, straight, 80 mm |  | 2
15-612-22 | Potts atrauma clamp, straight, 22.5 cm |  | 2
15-615-22 | Potts atrauma clamp, angled, 22 cm |  | 2
15-605-23 | De Bakey atrauma clamp, S-shape, 23 cm |  | 2
15-611-18 | Leland-Jones atrauma clamp, angled, 18 cm |  | 2
15-647-25 | Satinsky atrauma clamp, curved, 25.0 cm |  | 2
15-625-02 | Morris-De Bakey atrauma clamp, 20 cm |  | 1
15-625-04 | Morris-De Bakey atrauma clamp, 26 cm |  | 1
15-577-18 | Derra atrauma clamp, S-shape, 18 cm |  | 2
56-112-02 | Needle case perforated, with compartments | 150 x 95 x 13 mm | 1
51-103-08 | Round bowls, Ø 85 mm, H 50 mm, 0.175 l |  | 2
51-100-13 | Round bowls, Ø 147 mm, H 65 mm, 0.70 l |  | 2
51-100-25 | Kidney bowls, 250 x 140 x 40 mm |  | 1
57-080-00 C | ORGAN EXPLANTATION, KIDNEY, PANCREAS, LIVER, HEART & LUNG, CONTAINER AND BASKET
10-104-01 | Scalpel handle, standard No. 4 |  | 2
10-104-04 | Scalpel handle No. 4 L |  | 1
10-103-01 | Scalpel handle, standard No. 3 |  | 1
10-199-00 | Scalpel remover |  | 1
11-002-14 | Surgical scissors, Fig. 2, straight, 14 cm, | sharp/blunt | 2
11-114-18 | Doyen scissors, straight, blunt/blunt, 18 cm |  | 1
11-555-19 | Potts-Smith scissors 60°, angled, 19 cm |  | 1
12-233-16 | TC Lexer scissors, curved, 16 cm |  | 1
12-211-18 | TC Metzenbaum scissors, delicate, curved, 18 cm |  | 1
12-211-20 | TC Metzenbaum scissors, delicate, curved, 20 cm |  | 2
12-211-25 | TC Metzenbaum scissors, delicate, curved, 25 cm |  | 1
12-211-28 | TC Metzenbaum scissors, delicate, curved, 28 cm |  | 1
14-152-15 | TC Gillies dissceting forceps, 1x2, 15 cm |  | 2
13-100-16 | Dissecting forceps 1x2, 16 cm |  | 2
15-061-12 | Halsted-Mosquito forceps, curved, 12.5 cm |  | 4
15-026-21 | Halsted-Mosquito forceps, straight, 21 cm |  | 4
15-043-16 | Kelly-Rankin forceps, curved, 16 cm |  | 14
15-110-16 | Kocher forceps, delicate, straight, 16 cm |  | 4
15-111-16 | Kocher forceps, delicate, curved, 16 cm |  | 4
15-000-22 | Pean forceps, straight, 22 cm |  | 2
15-000-30 | Pean forceps, straight, 30 cm |  | 1
15-217-05 | Overholt forceps, curved, 24 cm, S-shape |  | 2
15-237-20 | Gemini forceps, curved, 20 cm |  | 2
15-343-18 | Mikulicz forceps, curved, 18 cm |  | 4
15-825-10 | Tohoku towel forceps, 10 cm |  | 12
15-844-18 | Tubing clamp, standard, serrated, 18 cm |  | 6
15-700-27 | Ulrich sponge forceps, straight, 26.5 cm |  | 4
15-702-27 | Gross-Maier sponge forceps, straight, 27 cm |  | 4
15-703-27 | Gross-Maier sponge forceps, curved, 27 cm |  | 4
16-005-06 | Kocher retractor, 6-prongs, sharp, 22 cm |  | 2
16-007-06 | Kocher retractor, 6-prongs, blunt, 22 cm |  | 2
16-039-04 | Fritsch retractor, 48 x 75 mm, 25.5 cm |  | 2
16-082-01 | Deaver retractor, Fig. 1, 25 mm, 31 cm | with grip handle | 2
16-028-02 | Mikulicz retractor, 90 x 35 mm, 26 cm |  | 1
16-028-03 | Mikulicz retractor, 120 x 50 mm, 26 cm |  | 1
16-043-01 | Kelly retractor, 190 x 38 mm, 27 cm |  | 1
16-061-19 | Goelet retractor, 30x30 / 40x40 mm, 19 cm |  | 2
16-243-20 | Weitlaner self Ret retractor, sharp, 3x4, 20 cm |  | 2
18-012-15 | Crile-Wood TC-needle holder, 15 cm |  | 2
18-002-20 | Mayo-Hegar TC-needle holder, 20 cm |  | 2
18-004-20 | De Bakey TC-needle holder, 20 cm, | Mayo Hegar delicate | 1
18-004-26 | De Bakey TC-needle holder, 26 cm |  | 1
30-245-00 | De Bakey rip spreader, for adults with | 3 pairs of detachable blades 30 x 30, 40 x 40 | 1
30-246-05 | De Bakey blades, 40 x 100 mm, pair |  | 2
13-208-20 | De Bakey forceps, 2.0 mm, straight, 20 cm |  | 2
13-208-24 | De Bakey forceps, 2.0 mm, straight, 24 cm |  | 2
13-200-30 | De Bakey forceps, 3.5 mm, straight, 30 cm |  | 2
15-494-08 | Bulldog clamp De Bakey, straight, 80 mm |  | 2
15-612-22 | Potts atrauma clamp, straight, 22.5 cm |  | 2
15-615-22 | Potts atrauma clamp, angled, 22 cm |  | 2
15-605-23 | De Bakey atrauma clamp, S-shape, 23 cm |  | 2
15-611-18 | Leland-Jones atrauma clamp, angled, 18 cm |  | 2
15-647-25 | Satinsky atrauma clamp, curved, 25.0 cm |  | 2
15-625-02 | Morris-De Bakey atrauma clamp, 20 cm |  | 1
15-625-04 | Morris-De Bakey atrauma clamp, 26 cm |  | 1
15-577-18 | Derra atrauma clamp, S-shape, 18 cm |  | 2
56-112-02 | Needle case perforated, with compartments | 150 x 95 x 13 mm | 1
51-103-08 | Round bowls, Ø 85 mm, H 50 mm, 0.175 l |  | 2
51-100-13 | Round bowls, Ø 147 mm, H 65 mm, 0.70 l |  | 2
51-100-25 | Kidney bowls, 250 x 140 x 40 mm |  | 1
55-110-62 | Container bottom, aluminium, 600 x 272 x 138 mm, | non perforated | 1
55-110-90 | Container lid, aluminium, silver, 585 x 285 mm, | perforated | 1
55-190-05 | Wire basket, 480 x 245 x 50 mm |  | 2
55-820-03 | Identification label, red |  | 1
57-080-02 | ORGAN PREPARATION SET, BACK TABLE
10-104-01 | Scalpel handle, standard No. 4 |  | 1
10-103-01 | Scalpel handle, standard No. 3 |  | 1
11-001-16 | Surgical scissors, Fig. 1, curved, 16 cm, | blunt/blunt | 1
12-211-14 | TC Metzenbaum scissors, delicate, curved, 14 cm |  | 1
12-211-20 | TC Metzenbaum scissors, delicate, curved, 20 cm |  | 1
12-211-23 | TC Metzenbaum scissors, delicate, curved, 23 cm |  | 1
15-061-12 | Halsted-Mosquito forceps, curved, 12.5 cm |  | 4
15-027-18 | Halsted-Mosquito forceps, curved, 18 cm |  | 4
15-110-14 | Kocher forceps, delicate, straight, 14 cm |  | 2
15-201-02 | Overholt-Geissendörfer forceps, curved, 21 cm |  | 1
10-606-14 | Myrtle leave probe, 14.5 cm |  | 1
17-667-15 | Micro needle holder, without catch, 11.0 x 0.4 mm | Ø 8 mm, curved, 15 cm | 1
18-012-15 | Crile-Wood TC-needle holder, 15 cm |  | 1
18-004-18 | De Bakey TC-needle holder, 18 cm, | Mayo Hegar delicate | 1
40-302-06 | Hibbs chisel, 6 mm, 24.5 cm |  | 1
40-228-42 | Mallet with plastic handle, Ø 42 / 30 mm, 530 g, | 26 cm | 1
13-210-16 | De Bakey forceps, 1.5 mm, straight, 16 cm |  | 2
13-208-20 | De Bakey forceps, 2.0 mm, straight, 20 cm |  | 2
13-200-20 | De Bakey forceps, 3.5 mm, straight, 20 cm |  | 2
15-580-12 | De Bakey-Mosquito atrauma clamp, straight, 12.5 cm |  | 2
51-103-08 | Round bowls, Ø 85 mm, H 50 mm, 0.175 l |  | 2
51-100-13 | Round bowls, Ø 147 mm, H 65 mm, 0.70 l |  | 2
51-100-25 | Kidney bowls, 250 x 140 x 40 mm |  | 1
57-080-02 C | ORGAN PREPARATION SET, BACK TABLE, CONTAINER AND BASKET
10-104-01 | Scalpel handle, standard No. 4 |  | 1
10-103-01 | Scalpel handle, standard No. 3 |  | 1
11-001-16 | Surgical scissors, Fig. 1, curved, 16 cm, | blunt/blunt | 1
12-211-14 | TC Metzenbaum scissors, delicate, curved, 14 cm |  | 1
12-211-20 | TC Metzenbaum scissors, delicate, curved, 20 cm |  | 1
12-211-23 | TC Metzenbaum scissors, delicate, curved, 23 cm |  | 1
15-061-12 | Halsted-Mosquito forceps, curved, 12.5 cm |  | 4
15-027-18 | Halsted-Mosquito forceps, curved, 18 cm |  | 4
15-110-14 | Kocher forceps, delicate, straight, 14 cm |  | 2
15-201-02 | Overholt-Geissendörfer forceps, curved, 21 cm |  | 1
10-606-14 | Myrtle leave probe, 14.5 cm |  | 1
17-667-15 | Micro needle holder, without catch, 11.0 x 0.4 mm | Ø 8 mm, curved, 15 cm | 1
18-012-15 | Crile-Wood TC-needle holder, 15 cm |  | 1
18-004-18 | De Bakey TC-needle holder, 18 cm, | Mayo Hegar delicate | 1
40-302-06 | Hibbs chisel, 6 mm, 24.5 cm |  | 1
40-228-42 | Mallet with plastic handle, Ø 42 / 30 mm, 530 g, | 26 cm | 1
13-210-16 | De Bakey forceps, 1.5 mm, straight, 16 cm |  | 2
13-208-20 | De Bakey forceps, 2.0 mm, straight, 20 cm |  | 2
13-200-20 | De Bakey forceps, 3.5 mm, straight, 20 cm |  | 2
15-580-12 | De Bakey-Mosquito atrauma clamp, straight, 12.5 cm |  | 2
51-103-08 | Round bowls, Ø 85 mm, H 50 mm, 0.175 l |  | 2
51-100-13 | Round bowls, Ø 147 mm, H 65 mm, 0.70 l |  | 2
51-100-25 | Kidney bowls, 250 x 140 x 40 mm |  | 1
55-110-60 | Container bottom, aluminium, 600 x 272 x 96 mm, | non perforated | 1
55-110-90 | Container lid, aluminium, silver, 585 x 285 mm, | perforated | 1
55-190-05 | Wire basket, 480 x 245 x 50 mm |  | 1
55-820-03 | Identification label, red |  | 1
57-080-04 | HEART EXPLANTATION SET, OUTWARD
10-104-04 | Scalpel handle No. 4 L |  | 1
10-103-04 | Scalpel handle No. 3 L |  | 1
10-199-00 | Scalpel remover |  | 1
12-201-23 | TC Metzenbaum scissors, curved, 23 cm |  | 1
12-211-20 | TC Metzenbaum scissors, delicate, curved, 20 cm |  | 1
15-061-12 | Halsted-Mosquito forceps, curved, 12.5 cm |  | 1
15-001-16 | Pean forceps, curved, 16 cm |  | 1
15-001-22 | Pean forceps, curved, 22 cm |  | 1
15-846-18 | Tubing clamp, serrated, 18 cm, safety guard |  | 2
18-002-20 | Mayo-Hegar TC-needle holder, 20 cm |  | 1
40-228-42 | Mallet with plastic handle, Ø 42 / 30 mm, 530 g, | 26 cm | 1
30-109-24 | Lebsche sternal chisel, 24 cm |  | 1
30-245-00 | De Bakey rip spreader, for adults with | 3 pairs of detachable blades 30 x 30, 40 x 40 | 1
30-246-05 | De Bakey blades, 40 x 100 mm, pair |  | 2
13-204-24 | De Bakey forceps, 2.8 mm, straight, 24 cm |  | 2
15-612-22 | Potts atrauma clamp, straight, 22.5 cm |  | 2
15-615-22 | Potts atrauma clamp, angled, 22 cm |  | 1
15-625-01 | Morris-De Bakey atrauma clamp, 18 cm |  | 1
40-130-40 | Olivecrona wire saw, 400 mm |  | 2
40-135-00 | Gigli handle |  | 2
57-080-04 C | HEART EXPLANTATION SET, OUTWARD, CONTAINER AND BASKET
10-104-04 | Scalpel handle No. 4 L |  | 1
10-103-04 | Scalpel handle No. 3 L |  | 1
10-199-00 | Scalpel remover |  | 1
12-201-23 | TC Metzenbaum scissors, curved, 23 cm |  | 1
12-211-20 | TC Metzenbaum scissors, delicate, curved, 20 cm |  | 1
15-061-12 | Halsted-Mosquito forceps, curved, 12.5 cm |  | 1
15-001-16 | Pean forceps, curved, 16 cm |  | 1
15-001-22 | Pean forceps, curved, 22 cm |  | 1
15-846-18 | Tubing clamp, serrated, 18 cm, safety guard |  | 2
18-002-20 | Mayo-Hegar TC-needle holder, 20 cm |  | 1
40-228-42 | Mallet with plastic handle, Ø 42 / 30 mm, 530 g, | 26 cm | 1
30-109-24 | Lebsche sternal chisel, 24 cm |  | 1
30-245-00 | De Bakey rip spreader, for adults with | 3 pairs of detachable blades 30 x 30, 40 x 40 | 1
30-246-05 | De Bakey blades, 40 x 100 mm, pair |  | 2
13-204-24 | De Bakey forceps, 2.8 mm, straight, 24 cm |  | 2
15-612-22 | Potts atrauma clamp, straight, 22.5 cm |  | 2
15-615-22 | Potts atrauma clamp, angled, 22 cm |  | 1
15-625-01 | Morris-De Bakey atrauma clamp, 18 cm |  | 1
40-130-40 | Olivecrona wire saw, 400 mm |  | 2
40-135-00 | Gigli handle |  | 2
55-110-60 | Container bottom, aluminium, 600 x 272 x 96 mm, | non perforated | 1
55-110-90 | Container lid, aluminium, silver, 585 x 285 mm, | perforated | 1
55-190-05 | Wire basket, 480 x 245 x 50 mm |  | 1
55-820-03 | Identification label, red |  | 1
57-080-06 | ABDOMINAL BASIC SET
10-104-01 | Scalpel handle, standard No. 4 |  | 2
10-104-04 | Scalpel handle No. 4 L |  | 1
10-103-01 | Scalpel handle, standard No. 3 |  | 1
10-103-04 | Scalpel handle No. 3 L |  | 1
11-002-14 | Surgical scissors, Fig. 2, straight, 14 cm, | sharp/blunt | 2
11-114-18 | Doyen scissors, straight, blunt/blunt, 18 cm |  | 1
12-231-16 | TC Mayo-Lexer scissors, curved, 16 cm |  | 1
12-233-16 | TC Lexer scissors, curved, 16 cm |  | 1
12-211-18 | TC Metzenbaum scissors, delicate, curved, 18 cm |  | 2
12-211-20 | TC Metzenbaum scissors, delicate, curved, 20 cm |  | 2
12-211-23 | TC Metzenbaum scissors, delicate, curved, 23 cm |  | 1
12-253-14 | TC Metzenbaum-Lahey scissors, curved, 14 cm |  | 1
13-100-16 | Dissecting forceps 1x2, 16 cm |  | 3
13-102-16 | Dissecting forceps 1x2, delicate, 16 cm |  | 2
15-061-12 | Halsted-Mosquito forceps, curved, 12.5 cm |  | 10
15-026-21 | Halsted-Mosquito forceps, straight, 21 cm |  | 4
15-043-16 | Kelly-Rankin forceps, curved, 16 cm |  | 14
15-110-16 | Kocher forceps, delicate, straight, 16 cm |  | 4
15-111-16 | Kocher forceps, delicate, curved, 16 cm |  | 4
15-000-22 | Pean forceps, straight, 22 cm |  | 2
15-265-18 | Mixter forceps, delicate, curved, 18 cm |  | 2
15-201-02 | Overholt-Geissendörfer forceps, curved, 21 cm |  | 2
15-201-04 | Overholt-Geissendörfer forceps, curved, 21 cm |  | 2
15-237-20 | Gemini forceps, curved, 20 cm |  | 2
15-281-19 | Kelly forceps, curved, Fig. 1, 19 cm |  | 6
15-343-18 | Mikulicz forceps, curved, 18 cm |  | 4
15-825-10 | Tohoku towel forceps, 10 cm |  | 20
15-700-27 | Ulrich sponge forceps, straight, 26.5 cm |  | 4
15-703-27 | Gross-Maier sponge forceps, curved, 27 cm |  | 4
15-702-27 | Gross-Maier sponge forceps, straight, 27 cm |  | 4
16-136-11 | Gill-Vernet vein hook, 11 mm, 24 cm |  | 2
16-002-04 | Volkmann retractor, 4-prongs, semi-sharp, 22 cm |  | 2
16-006-06 | Kocher retractor, 6-prongs, semi-sharp, 22 cm |  | 2
16-018-07 | Langenbeck retractor, 50x11 mm |  | 2
16-020-01 | Langenbeck retractor, 65x20 mm, curved |  | 2
16-050-01 | Roux retractor, Fig. 1, 14 cm |  | 2
16-050-03 | Roux retractor, Fig. 3, 17 cm |  | 2
16-218-16 | Weitlaner self retainig retractor, blunt, | 3x4 teeth, 16.5 cm | 2
16-073-03 | Haberer-spatula, malleable, 300x37/45 mm |  | 1
10-602-20 | Probe, Ø 2 mm, 20 cm |  | 1
10-601-20 | Probe, Ø 1.5 mm, 20 cm |  | 1
10-606-20 | Myrtle leave probe, 20 cm |  | 1
10-613-14 | Doyen director, curved, 14 cm |  | 1
10-709-08 | Redon guide needle, straight,lancet tip, 8 Charr. | with step formation | 1
10-709-10 | Redon guide needle, straight,lancet tip, 10 Charr. | with step formation | 1
10-709-12 | Redon guide needle, straight,lancet tip, 12 Charr. | with step formation | 1
10-709-18 | Redon guide needle, straight,lancet tip, 18 Charr. | with step formation | 1
18-613-18 | Castroviejo micro TC-needle holder, with catch, | curved, serrated, 18 cm | 1
18-012-15 | Crile-Wood TC-needle holder, 15 cm |  | 2
18-002-20 | Mayo-Hegar TC-needle holder, 20 cm |  | 3
18-004-20 | De Bakey TC-needle holder, 20 cm, | Mayo Hegar delicate | 2
18-004-23 | De Bakey TC-needle holder, 23 cm |  | 1
17-763-19 | Schmieden ligature conductor, 19 cm |  | 1
13-210-16 | De Bakey forceps, 1.5 mm, straight, 16 cm |  | 2
13-208-20 | De Bakey forceps, 2.0 mm, straight, 20 cm |  | 2
13-208-24 | De Bakey forceps, 2.0 mm, straight, 24 cm |  | 1
13-200-20 | De Bakey forceps, 3.5 mm, straight, 20 cm |  | 2
13-200-24 | De Bakey forceps, 3.5 mm, straight, 24 cm |  | 1
16-107-01 | Crile hook, 90° curved, 20 cm |  | 1
15-768-20 | Allis atrauma forceps, straight, 20 cm |  | 2
16-131-02 | Simon fistula hook, 1-prong, curved, 22 cm |  | 2
56-100-65 | Needle case, 62 x 13 mm, insert only |  | 1
56-112-02 | Needle case perforated, with compartments | 150 x 95 x 13 mm | 1
51-103-08 | Round bowls, Ø 85 mm, H 50 mm, 0.175 l |  | 2
51-100-13 | Round bowls, Ø 147 mm, H 65 mm, 0.70 l |  | 2
51-100-25 | Kidney bowls, 250 x 140 x 40 mm |  | 2
57-080-06 C | ABDOMINAL BASIC SET, CONTAINER AND BASKET
10-104-01 | Scalpel handle, standard No. 4 |  | 2
10-104-04 | Scalpel handle No. 4 L |  | 1
10-103-01 | Scalpel handle, standard No. 3 |  | 1
10-103-04 | Scalpel handle No. 3 L |  | 1
11-002-14 | Surgical scissors, Fig. 2, straight, 14 cm, | sharp/blunt | 2
11-114-18 | Doyen scissors, straight, blunt/blunt, 18 cm |  | 1
12-231-16 | TC Mayo-Lexer scissors, curved, 16 cm |  | 1
12-233-16 | TC Lexer scissors, curved, 16 cm |  | 1
12-211-18 | TC Metzenbaum scissors, delicate, curved, 18 cm |  | 2
12-211-20 | TC Metzenbaum scissors, delicate, curved, 20 cm |  | 2
12-211-23 | TC Metzenbaum scissors, delicate, curved, 23 cm |  | 1
12-253-14 | TC Metzenbaum-Lahey scissors, curved, 14 cm |  | 1
13-100-16 | Dissecting forceps 1x2, 16 cm |  | 3
13-102-16 | Dissecting forceps 1x2, delicate, 16 cm |  | 2
15-061-12 | Halsted-Mosquito forceps, curved, 12.5 cm |  | 10
15-026-21 | Halsted-Mosquito forceps, straight, 21 cm |  | 4
15-043-16 | Kelly-Rankin forceps, curved, 16 cm |  | 14
15-110-16 | Kocher forceps, delicate, straight, 16 cm |  | 4
15-111-16 | Kocher forceps, delicate, curved, 16 cm |  | 4
15-000-22 | Pean forceps, straight, 22 cm |  | 2
15-265-18 | Mixter forceps, delicate, curved, 18 cm |  | 2
15-201-02 | Overholt-Geissendörfer forceps, curved, 21 cm |  | 2
15-201-04 | Overholt-Geissendörfer forceps, curved, 21 cm |  | 2
15-237-20 | Gemini forceps, curved, 20 cm |  | 2
15-281-19 | Kelly forceps, curved, Fig. 1, 19 cm |  | 6
15-343-18 | Mikulicz forceps, curved, 18 cm |  | 4
15-825-10 | Tohoku towel forceps, 10 cm |  | 20
15-700-27 | Ulrich sponge forceps, straight, 26.5 cm |  | 4
15-703-27 | Gross-Maier sponge forceps, curved, 27 cm |  | 4
15-702-27 | Gross-Maier sponge forceps, straight, 27 cm |  | 4
16-136-11 | Gill-Vernet vein hook, 11 mm, 24 cm |  | 2
16-002-04 | Volkmann retractor, 4-prongs, semi-sharp, 22 cm |  | 2
16-006-06 | Kocher retractor, 6-prongs, semi-sharp, 22 cm |  | 2
16-018-07 | Langenbeck retractor, 50x11 mm |  | 2
16-020-01 | Langenbeck retractor, 65x20 mm, curved |  | 2
16-050-01 | Roux retractor, Fig. 1, 14 cm |  | 2
16-050-03 | Roux retractor, Fig. 3, 17 cm |  | 2
16-218-16 | Weitlaner self retainig retractor, blunt, | 3x4 teeth, 16.5 cm | 2
16-073-03 | Haberer-spatula, malleable, 300x37/45 mm |  | 1
10-602-20 | Probe, Ø 2 mm, 20 cm |  | 1
10-601-20 | Probe, Ø 1.5 mm, 20 cm |  | 1
10-606-20 | Myrtle leave probe, 20 cm |  | 1
10-613-14 | Doyen director, curved, 14 cm |  | 1
10-709-08 | Redon guide needle, straight,lancet tip, 8 Charr. | with step formation | 1
10-709-10 | Redon guide needle, straight,lancet tip, 10 Charr. | with step formation | 1
10-709-12 | Redon guide needle, straight,lancet tip, 12 Charr. | with step formation | 1
10-709-18 | Redon guide needle, straight,lancet tip, 18 Charr. | with step formation | 1
18-613-18 | Castroviejo micro TC-needle holder, with catch, | curved, serrated, 18 cm | 1
18-012-15 | Crile-Wood TC-needle holder, 15 cm |  | 2
18-002-20 | Mayo-Hegar TC-needle holder, 20 cm |  | 3
18-004-20 | De Bakey TC-needle holder, 20 cm, | Mayo Hegar delicate | 2
18-004-23 | De Bakey TC-needle holder, 23 cm |  | 1
17-763-19 | Schmieden ligature conductor, 19 cm |  | 1
13-210-16 | De Bakey forceps, 1.5 mm, straight, 16 cm |  | 2
13-208-20 | De Bakey forceps, 2.0 mm, straight, 20 cm |  | 2
13-208-24 | De Bakey forceps, 2.0 mm, straight, 24 cm |  | 1
13-200-20 | De Bakey forceps, 3.5 mm, straight, 20 cm |  | 2
13-200-24 | De Bakey forceps, 3.5 mm, straight, 24 cm |  | 1
16-107-01 | Crile hook, 90° curved, 20 cm |  | 1
15-768-20 | Allis atrauma forceps, straight, 20 cm |  | 2
16-131-02 | Simon fistula hook, 1-prong, curved, 22 cm |  | 2
56-100-65 | Needle case, 62 x 13 mm, insert only |  | 1
56-112-02 | Needle case perforated, with compartments | 150 x 95 x 13 mm | 1
51-103-08 | Round bowls, Ø 85 mm, H 50 mm, 0.175 l |  | 2
51-100-13 | Round bowls, Ø 147 mm, H 65 mm, 0.70 l |  | 2
51-100-25 | Kidney bowls, 250 x 140 x 40 mm |  | 2
55-110-62 | Container bottom, aluminium, 600 x 272 x 138 mm, | non perforated | 1
55-110-90 | Container lid, aluminium, silver, 585 x 285 mm, | perforated | 1
55-190-05 | Wire basket, 480 x 245 x 50 mm |  | 2
55-820-03 | Identification label, red |  | 1
57-080-08 | SYSTEM-SPECIFIC RETRACTOR SET
16-310-00 | Selfholding arm system, radius 310 mm, | with L-stand, 470 x 170 mm and Universal | 4
16-320-00 | Universal calmp socket for stands Ø 16 mm | holding width of 50 mm for rails 25/32 x 8/12 mm, | 6
16-300-02 | Rochard holding system, 2 arms ,dismantable for | fastening to the lateral bars of the operating | 1
16-300-05 | Fixation device for Rochard hooks 19.5 cm, | 16-300-09 to 16-300-15 | 1
16-300-10 | Rochard blade 50 x 105 mm |  | 1
16-300-12 | Rochard blade 50 x 120 mm |  | 1
16-300-15 | Rochard blade 50 x 155 mm |  | 1
57-080-10 | KIDNEY PANCREAS SUPPLEMENT SET
12-211-23 | TC Metzenbaum scissors, delicate, curved, 23 cm |  | 1
12-211-25 | TC Metzenbaum scissors, delicate, curved, 25 cm |  | 1
12-211-28 | TC Metzenbaum scissors, delicate, curved, 28 cm |  | 1
12-555-19 | TC Potts-Smith scissors, 19 cm, 60° |  | 1
13-106-25 | Waugh forceps, 1x2, straight, 25 cm |  | 2
15-508-14 | Bulldog clamp DeBakey-Diethrich, straight, 14 mm |  | 2
15-509-14 | Bulldog clamp DeBakey-Diethrich, curved, 14 mm |  | 2
15-732-25 | Atrauma Organ grasping forceps, straight, 25 cm |  | 1
15-000-26 | Pean forceps, straight, 26 cm |  | 1
15-217-02 | Overholt forceps, curved, 20.5 cm, S-shape |  | 2
15-217-05 | Overholt forceps, curved, 24 cm, S-shape |  | 2
16-136-11 | Gill-Vernet vein hook, 11 mm, 24 cm |  | 2
16-039-04 | Fritsch retractor, 48 x 75 mm, 25.5 cm |  | 2
16-031-02 | Brunner retractor, 100 x 25 mm, 25.5 cm |  | 1
16-031-05 | Brunner retractor, 140 x 30 mm, 25.5 cm |  | 1
16-031-07 | Brunner retractor, 180 x 30 mm, 25.5 cm |  | 1
16-081-03 | Deaver retractor, Fig. 3, 25 mm, 25 cm |  | 1
16-082-01 | Deaver retractor, Fig. 1, 25 mm, 31 cm | with grip handle | 1
16-082-02 | Deaver retractor, Fig. 2, 38 mm, 31 cm | with grip handle | 1
16-082-03 | Deaver retractor, Fig. 3, 50 mm, 31 cm | with grip handle | 1
16-074-03 | Spatula, malleable, soft, 200 x 10 mm |  | 1
16-074-04 | Spatula, malleable, soft, 200 x 12 mm |  | 1
16-074-05 | Spatula, malleable, soft, 200 x 17 mm |  | 1
18-004-23 | De Bakey TC-needle holder, 23 cm |  | 2
18-004-26 | De Bakey TC-needle holder, 26 cm |  | 1
13-204-24 | De Bakey forceps, 2.8 mm, straight, 24 cm |  | 1
13-208-24 | De Bakey forceps, 2.0 mm, straight, 24 cm |  | 1
13-200-24 | De Bakey forceps, 3.5 mm, straight, 24 cm |  | 2
15-497-06 | Bulldog clamp Glover, curved, 55 mm |  | 2
15-497-09 | Bulldog clamp Glover, curved, 91 mm |  | 2
15-615-22 | Potts atrauma clamp, angled, 22 cm |  | 2
15-609-19 | De Bakey atrauma clamp, S-curved, 19 cm |  | 2
15-611-18 | Leland-Jones atrauma clamp, angled, 18 cm |  | 2
15-647-01 | De Bakey-Satinsky atrauma clamp, 23.5 cm |  | 2
15-647-02 | De Bakey-Satinsky atrauma clamp, 24 cm |  | 2
15-647-03 | De Bakey-Satinsky atrauma clamp, 24.5 cm |  | 2
15-647-20 | Satinsky-De Bakey clamp, curved, 20 cm |  | 2
15-647-26 | Satinsky atrauma clamp, curved, 27.0 cm |  | 2
15-584-27 | Potts atrauma clamp, straight, 27 cm |  | 2
15-577-18 | Derra atrauma clamp, S-shape, 18 cm |  | 2
15-768-25 | Allis atrauma forceps, straight, 25 cm |  | 2
15-755-23 | Scheibe atrauma forceps, 23 cm |  | 1
33-147-25 | Mayo-Robson atrauma intestinal clamp, curved, | 25 cm | 2
57-080-10 C | KIDNEY PANCREAS SUPPLEMENT SET, CONTAINER AND BASKET
12-211-23 | TC Metzenbaum scissors, delicate, curved, 23 cm |  | 1
12-211-25 | TC Metzenbaum scissors, delicate, curved, 25 cm |  | 1
12-211-28 | TC Metzenbaum scissors, delicate, curved, 28 cm |  | 1
12-555-19 | TC Potts-Smith scissors, 19 cm, 60° |  | 1
13-106-25 | Waugh forceps, 1x2, straight, 25 cm |  | 2
15-508-14 | Bulldog clamp DeBakey-Diethrich, straight, 14 mm |  | 2
15-509-14 | Bulldog clamp DeBakey-Diethrich, curved, 14 mm |  | 2
15-732-25 | Atrauma Organ grasping forceps, straight, 25 cm |  | 1
15-000-26 | Pean forceps, straight, 26 cm |  | 1
15-217-02 | Overholt forceps, curved, 20.5 cm, S-shape |  | 2
15-217-05 | Overholt forceps, curved, 24 cm, S-shape |  | 2
16-136-11 | Gill-Vernet vein hook, 11 mm, 24 cm |  | 2
16-039-04 | Fritsch retractor, 48 x 75 mm, 25.5 cm |  | 2
16-031-02 | Brunner retractor, 100 x 25 mm, 25.5 cm |  | 1
16-031-05 | Brunner retractor, 140 x 30 mm, 25.5 cm |  | 1
16-031-07 | Brunner retractor, 180 x 30 mm, 25.5 cm |  | 1
16-081-03 | Deaver retractor, Fig. 3, 25 mm, 25 cm |  | 1
16-082-01 | Deaver retractor, Fig. 1, 25 mm, 31 cm | with grip handle | 1
16-082-02 | Deaver retractor, Fig. 2, 38 mm, 31 cm | with grip handle | 1
16-082-03 | Deaver retractor, Fig. 3, 50 mm, 31 cm | with grip handle | 1
16-074-03 | Spatula, malleable, soft, 200 x 10 mm |  | 1
16-074-04 | Spatula, malleable, soft, 200 x 12 mm |  | 1
16-074-05 | Spatula, malleable, soft, 200 x 17 mm |  | 1
18-004-23 | De Bakey TC-needle holder, 23 cm |  | 2
18-004-26 | De Bakey TC-needle holder, 26 cm |  | 1
13-204-24 | De Bakey forceps, 2.8 mm, straight, 24 cm |  | 1
13-208-24 | De Bakey forceps, 2.0 mm, straight, 24 cm |  | 1
13-200-24 | De Bakey forceps, 3.5 mm, straight, 24 cm |  | 2
15-497-06 | Bulldog clamp Glover, curved, 55 mm |  | 2
15-497-09 | Bulldog clamp Glover, curved, 91 mm |  | 2
15-615-22 | Potts atrauma clamp, angled, 22 cm |  | 2
15-609-19 | De Bakey atrauma clamp, S-curved, 19 cm |  | 2
15-611-18 | Leland-Jones atrauma clamp, angled, 18 cm |  | 2
15-647-01 | De Bakey-Satinsky atrauma clamp, 23.5 cm |  | 2
15-647-02 | De Bakey-Satinsky atrauma clamp, 24 cm |  | 2
15-647-03 | De Bakey-Satinsky atrauma clamp, 24.5 cm |  | 2
15-647-20 | Satinsky-De Bakey clamp, curved, 20 cm |  | 2
15-647-26 | Satinsky atrauma clamp, curved, 27.0 cm |  | 2
15-584-27 | Potts atrauma clamp, straight, 27 cm |  | 2
15-577-18 | Derra atrauma clamp, S-shape, 18 cm |  | 2
15-768-25 | Allis atrauma forceps, straight, 25 cm |  | 2
15-755-23 | Scheibe atrauma forceps, 23 cm |  | 1
33-147-25 | Mayo-Robson atrauma intestinal clamp, curved, | 25 cm | 2
55-110-63 | Container bottom, aluminium, 600 x 272 x 190 mm, | non perforated | 1
55-110-90 | Container lid, aluminium, silver, 585 x 285 mm, | perforated | 1
55-190-05 | Wire basket, 480 x 245 x 50 mm |  | 2
55-820-03 | Identification label, red |  | 1
57-080-12 | LIVER SUPPLEMENT SET
12-555-19 | TC Potts-Smith scissors, 19 cm, 60° |  | 1
12-211-23 | TC Metzenbaum scissors, delicate, curved, 23 cm |  | 1
12-211-25 | TC Metzenbaum scissors, delicate, curved, 25 cm |  | 2
12-211-28 | TC Metzenbaum scissors, delicate, curved, 28 cm |  | 2
13-106-25 | Waugh forceps, 1x2, straight, 25 cm |  | 2
15-508-14 | Bulldog clamp DeBakey-Diethrich, straight, 14 mm |  | 2
15-509-14 | Bulldog clamp DeBakey-Diethrich, curved, 14 mm |  | 2
15-732-25 | Atrauma Organ grasping forceps, straight, 25 cm |  | 2
15-000-30 | Pean forceps, straight, 30 cm |  | 1
15-203-02 | Overholt-Geissendörfer forceps, curved, 27 cm |  | 2
15-203-04 | Overholt-Geissendörfer forceps, curved, 27 cm |  | 2
15-203-06 | Overholt-Geissendörfer forceps, curved, 27 cm |  | 2
15-846-18 | Tubing clamp, serrated, 18 cm, safety guard |  | 12
15-848-18 | Gunar-Hey tubing clamp, 18 cm |  | 1
16-136-11 | Gill-Vernet vein hook, 11 mm, 24 cm |  | 2
16-039-04 | Fritsch retractor, 48 x 75 mm, 25.5 cm |  | 2
16-082-01 | Deaver retractor, Fig. 1, 25 mm, 31 cm | with grip handle | 2
16-028-02 | Mikulicz retractor, 90 x 35 mm, 26 cm |  | 1
16-028-03 | Mikulicz retractor, 120 x 50 mm, 26 cm |  | 1
16-028-04 | Mikulicz retractor, 155 x 50 mm, 26 cm |  | 1
17-661-23 | Micro needle holder, with catch, | 11.0 x 0.8 mm, Ø 9 mm, curved, 23 cm | 1
18-004-23 | De Bakey TC-needle holder, 23 cm |  | 2
18-004-26 | De Bakey TC-needle holder, 26 cm |  | 2
30-251-00 | Mercedes rip spreader, complete with 1 pair of | lateral blades 42 x 65 and 75 x 75 mm, | 1
13-204-24 | De Bakey forceps, 2.8 mm, straight, 24 cm |  | 1
13-208-24 | De Bakey forceps, 2.0 mm, straight, 24 cm |  | 1
13-200-24 | De Bakey forceps, 3.5 mm, straight, 24 cm |  | 2
13-200-30 | De Bakey forceps, 3.5 mm, straight, 30 cm |  | 2
15-497-06 | Bulldog clamp Glover, curved, 55 mm |  | 2
15-497-09 | Bulldog clamp Glover, curved, 91 mm |  | 2
15-615-22 | Potts atrauma clamp, angled, 22 cm |  | 4
15-601-22 | Potts atrauma clamp, curved, 21.5 cm |  | 2
15-611-18 | Leland-Jones atrauma clamp, angled, 18 cm |  | 2
15-611-19 | Leland-Jones atrauma clamp, angled, 18.5 cm |  | 2
15-693-26 | Satinsky, VC clamp 26.5 cm, S-shape |  | 1
15-647-20 | Satinsky-De Bakey clamp, curved, 20 cm |  | 2
15-647-27 | Satinsky atrauma clamp, curved, 27.0 cm |  | 2
15-603-21 | Glover atrauma clamp, curved, 21 cm |  | 2
15-584-27 | Potts atrauma clamp, straight, 27 cm |  | 2
15-617-26 | De Bakey atrauma clamp, 90° angled, 25.5 cm |  | 2
15-577-18 | Derra atrauma clamp, S-shape, 18 cm |  | 2
15-671-16 | Cooley atrauma clamp, angled, 16 cm |  | 2
31-132-20 | Ligature catcher, 2.0 mm, 26 cm |  | 2
31-132-25 | Ligature catcher, 2.5 mm, 26 cm |  | 2
31-130-32 | Rumel Belmont tourniquet, malleable, 3.2 mm, 27 cm |  | 1
31-130-64 | Rumel Belmont tourniquet, malleable, 6.4mm, 30.5cm |  | 1
15-768-25 | Allis atrauma forceps, straight, 25 cm |  | 2
15-755-23 | Scheibe atrauma forceps, 23 cm |  | 2
33-147-25 | Mayo-Robson atrauma intestinal clamp, curved, | 25 cm | 2
57-080-12 C | LIVER SUPPLEMENT SET, CONTAINER AND BASKET
12-555-19 | TC Potts-Smith scissors, 19 cm, 60° |  | 1
12-211-23 | TC Metzenbaum scissors, delicate, curved, 23 cm |  | 1
12-211-25 | TC Metzenbaum scissors, delicate, curved, 25 cm |  | 2
12-211-28 | TC Metzenbaum scissors, delicate, curved, 28 cm |  | 2
13-106-25 | Waugh forceps, 1x2, straight, 25 cm |  | 2
15-508-14 | Bulldog clamp DeBakey-Diethrich, straight, 14 mm |  | 2
15-509-14 | Bulldog clamp DeBakey-Diethrich, curved, 14 mm |  | 2
15-732-25 | Atrauma Organ grasping forceps, straight, 25 cm |  | 2
15-000-30 | Pean forceps, straight, 30 cm |  | 1
15-203-02 | Overholt-Geissendörfer forceps, curved, 27 cm |  | 2
15-203-04 | Overholt-Geissendörfer forceps, curved, 27 cm |  | 2
15-203-06 | Overholt-Geissendörfer forceps, curved, 27 cm |  | 2
15-846-18 | Tubing clamp, serrated, 18 cm, safety guard |  | 12
15-848-18 | Gunar-Hey tubing clamp, 18 cm |  | 1
16-136-11 | Gill-Vernet vein hook, 11 mm, 24 cm |  | 2
16-039-04 | Fritsch retractor, 48 x 75 mm, 25.5 cm |  | 2
16-082-01 | Deaver retractor, Fig. 1, 25 mm, 31 cm | with grip handle | 2
16-028-02 | Mikulicz retractor, 90 x 35 mm, 26 cm |  | 1
16-028-03 | Mikulicz retractor, 120 x 50 mm, 26 cm |  | 1
16-028-04 | Mikulicz retractor, 155 x 50 mm, 26 cm |  | 1
17-661-23 | Micro needle holder, with catch, | 11.0 x 0.8 mm, Ø 9 mm, curved, 23 cm | 1
18-004-23 | De Bakey TC-needle holder, 23 cm |  | 2
18-004-26 | De Bakey TC-needle holder, 26 cm |  | 2
30-251-00 | Mercedes rip spreader, complete with 1 pair of | lateral blades 42 x 65 and 75 x 75 mm, | 1
13-204-24 | De Bakey forceps, 2.8 mm, straight, 24 cm |  | 1
13-208-24 | De Bakey forceps, 2.0 mm, straight, 24 cm |  | 1
13-200-24 | De Bakey forceps, 3.5 mm, straight, 24 cm |  | 2
13-200-30 | De Bakey forceps, 3.5 mm, straight, 30 cm |  | 2
15-497-06 | Bulldog clamp Glover, curved, 55 mm |  | 2
15-497-09 | Bulldog clamp Glover, curved, 91 mm |  | 2
15-615-22 | Potts atrauma clamp, angled, 22 cm |  | 4
15-601-22 | Potts atrauma clamp, curved, 21.5 cm |  | 2
15-611-18 | Leland-Jones atrauma clamp, angled, 18 cm |  | 2
15-611-19 | Leland-Jones atrauma clamp, angled, 18.5 cm |  | 2
15-693-26 | Satinsky, VC clamp 26.5 cm, S-shape |  | 1
15-647-20 | Satinsky-De Bakey clamp, curved, 20 cm |  | 2
15-647-27 | Satinsky atrauma clamp, curved, 27.0 cm |  | 2
15-603-21 | Glover atrauma clamp, curved, 21 cm |  | 2
15-584-27 | Potts atrauma clamp, straight, 27 cm |  | 2
15-617-26 | De Bakey atrauma clamp, 90° angled, 25.5 cm |  | 2
15-577-18 | Derra atrauma clamp, S-shape, 18 cm |  | 2
15-671-16 | Cooley atrauma clamp, angled, 16 cm |  | 2
31-132-20 | Ligature catcher, 2.0 mm, 26 cm |  | 2
31-132-25 | Ligature catcher, 2.5 mm, 26 cm |  | 2
31-130-32 | Rumel Belmont tourniquet, malleable, 3.2 mm, 27 cm |  | 1
31-130-64 | Rumel Belmont tourniquet, malleable, 6.4mm, 30.5cm |  | 1
15-768-25 | Allis atrauma forceps, straight, 25 cm |  | 2
15-755-23 | Scheibe atrauma forceps, 23 cm |  | 2
33-147-25 | Mayo-Robson atrauma intestinal clamp, curved, | 25 cm | 2
55-110-63 | Container bottom, aluminium, 600 x 272 x 190 mm, | non perforated | 1
55-110-90 | Container lid, aluminium, silver, 585 x 285 mm, | perforated | 1
55-190-05 | Wire basket, 480 x 245 x 50 mm |  | 2
55-820-03 | Identification label, red |  | 1
57-080-14 | PERFUSION SET
11-104-14 | Deaver scissors, sharp/blunt, straight, 14 cm |  | 1
11-555-19 | Potts-Smith scissors 60°, angled, 19 cm |  | 1
11-619-18 | Micro-scissors, 60°, angled, 18 cm |  | 1
11-440-10 | Iris scissors (M), straight, 10 cm |  | 1
12-211-14 | TC Metzenbaum scissors, delicate, curved, 14 cm |  | 1
12-211-18 | TC Metzenbaum scissors, delicate, curved, 18 cm |  | 1
14-066-18 | TC Cushing dressing forceps, straight, 18 cm |  | 2
13-610-18 | Micro forceps, round handle Ø 8 mm, | straight, 0.7 x 6.0 mm with platform, 18 cm | 1
15-273-14 | Baby-Adson forceps, curved, 14 cm |  | 1
15-237-20 | Gemini forceps, curved, 20 cm |  | 1
15-825-10 | Tohoku towel forceps, 10 cm |  | 2
15-842-14 | Tubing clamp, Klinikum Berlin, 14 cm |  | 1
10-602-16 | Probe, Ø 2 mm, 16 cm |  | 1
17-660-18 | Micro needle holder, with catch, 11.0 x 0.8 mm, | Ø 9 mm, straight, 18 cm | 1
18-106-18 | Microvascular TC-needle holder, delicate, 18 cm |  | 1
13-210-20 | De Bakey forceps, 1.5 mm, straight, 20 cm |  | 2
51-100-25 | Kidney bowls, 250 x 140 x 40 mm |  | 1
57-080-14 C | PERFUSION SET, CONTAINER AND BASKET
11-104-14 | Deaver scissors, sharp/blunt, straight, 14 cm |  | 1
11-555-19 | Potts-Smith scissors 60°, angled, 19 cm |  | 1
11-619-18 | Micro-scissors, 60°, angled, 18 cm |  | 1
11-440-10 | Iris scissors (M), straight, 10 cm |  | 1
12-211-14 | TC Metzenbaum scissors, delicate, curved, 14 cm |  | 1
12-211-18 | TC Metzenbaum scissors, delicate, curved, 18 cm |  | 1
14-066-18 | TC Cushing dressing forceps, straight, 18 cm |  | 2
13-610-18 | Micro forceps, round handle Ø 8 mm, | straight, 0.7 x 6.0 mm with platform, 18 cm | 1
15-273-14 | Baby-Adson forceps, curved, 14 cm |  | 1
15-237-20 | Gemini forceps, curved, 20 cm |  | 1
15-825-10 | Tohoku towel forceps, 10 cm |  | 2
15-842-14 | Tubing clamp, Klinikum Berlin, 14 cm |  | 1
10-602-16 | Probe, Ø 2 mm, 16 cm |  | 1
17-660-18 | Micro needle holder, with catch, 11.0 x 0.8 mm, | Ø 9 mm, straight, 18 cm | 1
18-106-18 | Microvascular TC-needle holder, delicate, 18 cm |  | 1
13-210-20 | De Bakey forceps, 1.5 mm, straight, 20 cm |  | 2
51-100-25 | Kidney bowls, 250 x 140 x 40 mm |  | 1
55-310-60 | Container bottom, aluminium, 310 x 272 x 96 mm, | non perforated | 1
55-310-90 | Container lid, aluminium, silver, 295 x 280 mm, | perforated | 1
55-390-05 | Wire basket, 246 x 246 x 50 mm |  | 1
55-820-03 | Identification label, red |  | 1
57-080-16 | STRERNUM OPENING AND CLOSING SET
30-106-21 | Schuhmacher sternum scissors, 22 cm |  | 1
12-721-12 | TC Universal scissors, angled, 12 cm, | one blade serrated | 1
15-000-14 | Pean forceps, straight, 14 cm |  | 14
16-012-01 | Volkmann retractor, sharp, large curve, 21.5 cm |  | 1
40-834-18 | TC wire twister, round, 18 cm |  | 1
40-836-18 | TC wire twister, round, straight, 18.5 cm |  | 1
40-863-02 | TC flat nose pliers, double action, narrow, 18 cm |  | 1
40-854-03 | Flat nose pliers, 19 cm |  | 1
40-873-16 | TC wire cutting forceps, double, 16 cm, | hard Ø 1.7 mm / soft Ø 2.0 mm | 1
30-245-00 | De Bakey rip spreader, for adults with | 3 pairs of detachable blades 30 x 30, 40 x 40 | 1
57-080-16 C | STRERNUM OPENING AND CLOSING SET, CONTAINER AND BASKET
12-721-12 | TC Universal scissors, angled, 12 cm, | one blade serrated | 1
15-000-14 | Pean forceps, straight, 14 cm |  | 14
16-012-01 | Volkmann retractor, sharp, large curve, 21.5 cm |  | 1
40-834-18 | TC wire twister, round, 18 cm |  | 1
40-836-18 | TC wire twister, round, straight, 18.5 cm |  | 1
40-863-02 | TC flat nose pliers, double action, narrow, 18 cm |  | 1
40-854-03 | Flat nose pliers, 19 cm |  | 1
40-873-16 | TC wire cutting forceps, double, 16 cm, | hard Ø 1.7 mm / soft Ø 2.0 mm | 1
30-245-00 | De Bakey rip spreader, for adults with | 3 pairs of detachable blades 30 x 30, 40 x 40 | 1
55-110-63 | Container bottom, aluminium, 600 x 272 x 190 mm, | non perforated | 1
55-110-90 | Container lid, aluminium, silver, 585 x 285 mm, | perforated | 1
55-190-05 | Wire basket, 480 x 245 x 50 mm |  | 1
55-820-03 | Identification label, red |  | 1
57-080-18 | HEART LUNG BASIC SET
10-104-01 | Scalpel handle, standard No. 4 |  | 2
10-104-04 | Scalpel handle No. 4 L |  | 1
10-103-01 | Scalpel handle, standard No. 3 |  | 1
10-103-04 | Scalpel handle No. 3 L |  | 1
10-199-00 | Scalpel remover |  | 1
11-002-14 | Surgical scissors, Fig. 2, straight, 14 cm, | sharp/blunt | 2
11-114-18 | Doyen scissors, straight, blunt/blunt, 18 cm |  | 1
11-555-19 | Potts-Smith scissors 60°, angled, 19 cm |  | 1
12-233-16 | TC Lexer scissors, curved, 16 cm |  | 2
12-211-20 | TC Metzenbaum scissors, delicate, curved, 20 cm |  | 2
12-211-23 | TC Metzenbaum scissors, delicate, curved, 23 cm |  | 2
12-253-17 | TC Tönnis-Adson scissors, curved, 17.5 cm |  | 1
13-100-16 | Dissecting forceps 1x2, 16 cm |  | 2
13-102-16 | Dissecting forceps 1x2, delicate, 16 cm |  | 2
13-156-17 | Taylor, dissecting forceps, straight, 17 cm |  | 2
15-732-25 | Atrauma Organ grasping forceps, straight, 25 cm |  | 1
15-061-12 | Halsted-Mosquito forceps, curved, 12.5 cm |  | 4
15-027-21 | Halsted-Mosquito forceps, curved, 21 cm |  | 6
15-010-16 | Pean forceps, delicate, straight, 16 cm |  | 10
15-011-16 | Pean forceps, delicate, curved, 16 cm |  | 20
15-110-16 | Kocher forceps, delicate, straight, 16 cm |  | 6
15-022-20 | Heiss forceps, straight, 20 cm |  | 4
15-245-24 | Crafoord forceps, curved, 24 cm |  | 2
15-201-04 | Overholt-Geissendörfer forceps, curved, 21 cm |  | 2
15-237-18 | Gemini forceps, curved, 18 cm |  | 2
15-251-04 | Rumel forceps Fig. 4, curved, 23 cm |  | 2
15-281-19 | Kelly forceps, curved, Fig. 1, 19 cm |  | 4
15-339-20 | Mikulicz forceps, curved, 20.5 cm |  | 4
15-821-14 | Peers-Bertram towel forceps, 14.5 cm |  | 6
15-825-10 | Tohoku towel forceps, 10 cm |  | 10
15-825-13 | Tohoku towel forceps, 13 cm |  | 10
15-846-15 | Tubing clamp, serrated, 15 cm, safety guard |  | 6
15-846-20 | Tubing clamp, serrated, 20 cm, safety guard |  | 6
15-700-27 | Ulrich sponge forceps, straight, 26.5 cm |  | 4
15-702-27 | Gross-Maier sponge forceps, straight, 27 cm |  | 4
15-703-27 | Gross-Maier sponge forceps, curved, 27 cm |  | 4
16-136-15 | Gill-Vernet vein hook, 15 mm, 24 cm |  | 2
16-136-20 | Gill-Vernet vein hook, 20 mm, 24 cm |  | 2
16-002-04 | Volkmann retractor, 4-prongs, semi-sharp, 22 cm |  | 2
16-006-06 | Kocher retractor, 6-prongs, semi-sharp, 22 cm |  | 2
16-018-05 | Langenbeck retractor, 40x11 mm |  | 2
16-020-01 | Langenbeck retractor, 65x20 mm, curved |  | 2
16-026-02 | Zenker retractor, 60 x 12 mm, 26 cm |  | 2
16-026-03 | Zenker retractor, 75 x 12 mm, 27 cm |  | 2
16-026-04 | Zenker retractor, 120 x 12 mm, 29 cm |  | 2
31-206-01 | Ross retractor 27 cm, Fig. 1 |  | 1
31-206-02 | Ross retractor 27 cm, Fig. 2 |  | 1
31-206-04 | Ross retractor 27 cm, Fig. 4 |  | 1
31-206-06 | Ross retractor 27 cm, Fig. 6 |  | 1
31-200-24 | Cooley retractor, right curved, 48 x 48 mm, 26 cm |  | 1
31-201-24 | Cooley retractor, right curved, 48 x 48 mm, | serrated, 26 cm | 1
31-202-25 | Cooley retractor, left curved, 48 x 30 mm, | serrated, 27.5 cm | 1
16-050-02 | Roux retractor, Fig. 2, 15 cm |  | 2
16-218-16 | Weitlaner self retainig retractor, blunt, | 3x4 teeth, 16.5 cm | 1
16-073-01 | Haberer-spatula, malleable, 200x17/25 mm |  | 1
10-602-20 | Probe, Ø 2 mm, 20 cm |  | 1
10-601-20 | Probe, Ø 1.5 mm, 20 cm |  | 1
10-606-16 | Myrtle leave probe, 16 cm |  | 1
10-613-14 | Doyen director, curved, 14 cm |  | 1
10-032-20 | Ruler, 20 cm |  | 1
10-923-08 | Cooley suction tube, 33 cm, Ø 8 mm, 30° angled |  | 1
10-709-10 | Redon guide needle, straight,lancet tip, 10 Charr. | with step formation | 1
10-709-12 | Redon guide needle, straight,lancet tip, 12 Charr. | with step formation | 1
10-709-14 | Redon guide needle, straight,lancet tip, 14 Charr. | with step formation | 1
10-709-18 | Redon guide needle, straight,lancet tip, 18 Charr. | with step formation | 1
17-663-18 | Micro needle holder, without catch, | 11.0 x 0.8 mm, Ø 9 mm, curved, 18 cm | 1
17-663-21 | Micro needle holder, without catch, | 11.0 x 0.8 mm, Ø 9 mm, curved, 21 cm | 1
18-002-20 | Mayo-Hegar TC-needle holder, 20 cm |  | 2
18-004-20 | De Bakey TC-needle holder, 20 cm, | Mayo Hegar delicate | 2
18-004-23 | De Bakey TC-needle holder, 23 cm |  | 2
13-208-20 | De Bakey forceps, 2.0 mm, straight, 20 cm |  | 2
13-208-24 | De Bakey forceps, 2.0 mm, straight, 24 cm |  | 2
15-581-12 | De Bakey-Mosquito atrauma clamp, curved, 12.5 cm |  | 8
31-132-20 | Ligature catcher, 2.0 mm, 26 cm |  | 2
31-132-25 | Ligature catcher, 2.5 mm, 26 cm |  | 2
16-105-01 | Cushing hook, 19 cm Fig. 1 |  | 1
16-106-02 | Cushing hook, 28 cm Fig. 2 |  | 1
15-755-20 | Scheibe atrauma forceps, 20 cm |  | 2
56-100-65 | Needle case, 62 x 13 mm, insert only |  | 1
56-112-02 | Needle case perforated, with compartments | 150 x 95 x 13 mm | 1
51-103-11 | Round bowls, Ø 100 mm, H 50 mm, 0.25 l |  | 2
51-100-13 | Round bowls, Ø 147 mm, H 65 mm, 0.70 l |  | 2
51-100-25 | Kidney bowls, 250 x 140 x 40 mm |  | 3
57-080-18 C | HEART LUNG BASIC SET, CONTAINER AND BASKET
10-104-01 | Scalpel handle, standard No. 4 |  | 2
10-104-04 | Scalpel handle No. 4 L |  | 1
10-103-01 | Scalpel handle, standard No. 3 |  | 1
10-103-04 | Scalpel handle No. 3 L |  | 1
10-199-00 | Scalpel remover |  | 1
11-002-14 | Surgical scissors, Fig. 2, straight, 14 cm, | sharp/blunt | 2
11-114-18 | Doyen scissors, straight, blunt/blunt, 18 cm |  | 1
11-555-19 | Potts-Smith scissors 60°, angled, 19 cm |  | 1
12-233-16 | TC Lexer scissors, curved, 16 cm |  | 2
12-211-20 | TC Metzenbaum scissors, delicate, curved, 20 cm |  | 2
12-211-23 | TC Metzenbaum scissors, delicate, curved, 23 cm |  | 2
12-253-17 | TC Tönnis-Adson scissors, curved, 17.5 cm |  | 1
13-100-16 | Dissecting forceps 1x2, 16 cm |  | 2
13-102-16 | Dissecting forceps 1x2, delicate, 16 cm |  | 2
13-156-17 | Taylor, dissecting forceps, straight, 17 cm |  | 2
15-732-25 | Atrauma Organ grasping forceps, straight, 25 cm |  | 1
15-061-12 | Halsted-Mosquito forceps, curved, 12.5 cm |  | 4
15-027-21 | Halsted-Mosquito forceps, curved, 21 cm |  | 6
15-010-16 | Pean forceps, delicate, straight, 16 cm |  | 10
15-011-16 | Pean forceps, delicate, curved, 16 cm |  | 20
15-110-16 | Kocher forceps, delicate, straight, 16 cm |  | 6
15-022-20 | Heiss forceps, straight, 20 cm |  | 4
15-245-24 | Crafoord forceps, curved, 24 cm |  | 2
15-201-04 | Overholt-Geissendörfer forceps, curved, 21 cm |  | 2
15-237-18 | Gemini forceps, curved, 18 cm |  | 2
15-251-04 | Rumel forceps Fig. 4, curved, 23 cm |  | 2
15-281-19 | Kelly forceps, curved, Fig. 1, 19 cm |  | 4
15-339-20 | Mikulicz forceps, curved, 20.5 cm |  | 4
15-821-14 | Peers-Bertram towel forceps, 14.5 cm |  | 6
15-825-10 | Tohoku towel forceps, 10 cm |  | 10
15-825-13 | Tohoku towel forceps, 13 cm |  | 10
15-846-15 | Tubing clamp, serrated, 15 cm, safety guard |  | 6
15-846-20 | Tubing clamp, serrated, 20 cm, safety guard |  | 6
15-700-27 | Ulrich sponge forceps, straight, 26.5 cm |  | 4
15-702-27 | Gross-Maier sponge forceps, straight, 27 cm |  | 4
15-703-27 | Gross-Maier sponge forceps, curved, 27 cm |  | 4
16-136-15 | Gill-Vernet vein hook, 15 mm, 24 cm |  | 2
16-136-20 | Gill-Vernet vein hook, 20 mm, 24 cm |  | 2
16-002-04 | Volkmann retractor, 4-prongs, semi-sharp, 22 cm |  | 2
16-006-06 | Kocher retractor, 6-prongs, semi-sharp, 22 cm |  | 2
16-018-05 | Langenbeck retractor, 40x11 mm |  | 2
16-020-01 | Langenbeck retractor, 65x20 mm, curved |  | 2
16-026-02 | Zenker retractor, 60 x 12 mm, 26 cm |  | 2
16-026-03 | Zenker retractor, 75 x 12 mm, 27 cm |  | 2
16-026-04 | Zenker retractor, 120 x 12 mm, 29 cm |  | 2
31-206-01 | Ross retractor 27 cm, Fig. 1 |  | 1
31-206-02 | Ross retractor 27 cm, Fig. 2 |  | 1
31-206-04 | Ross retractor 27 cm, Fig. 4 |  | 1
31-206-06 | Ross retractor 27 cm, Fig. 6 |  | 1
31-200-24 | Cooley retractor, right curved, 48 x 48 mm, 26 cm |  | 1
31-201-24 | Cooley retractor, right curved, 48 x 48 mm, | serrated, 26 cm | 1
31-202-25 | Cooley retractor, left curved, 48 x 30 mm, | serrated, 27.5 cm | 1
16-050-02 | Roux retractor, Fig. 2, 15 cm |  | 2
16-218-16 | Weitlaner self retainig retractor, blunt, | 3x4 teeth, 16.5 cm | 1
16-073-01 | Haberer-spatula, malleable, 200x17/25 mm |  | 1
10-602-20 | Probe, Ø 2 mm, 20 cm |  | 1
10-601-20 | Probe, Ø 1.5 mm, 20 cm |  | 1
10-606-16 | Myrtle leave probe, 16 cm |  | 1
10-613-14 | Doyen director, curved, 14 cm |  | 1
10-032-20 | Ruler, 20 cm |  | 1
10-923-08 | Cooley suction tube, 33 cm, Ø 8 mm, 30° angled |  | 1
10-709-10 | Redon guide needle, straight,lancet tip, 10 Charr. | with step formation | 1
10-709-12 | Redon guide needle, straight,lancet tip, 12 Charr. | with step formation | 1
10-709-14 | Redon guide needle, straight,lancet tip, 14 Charr. | with step formation | 1
10-709-18 | Redon guide needle, straight,lancet tip, 18 Charr. | with step formation | 1
17-663-18 | Micro needle holder, without catch, | 11.0 x 0.8 mm, Ø 9 mm, curved, 18 cm | 1
17-663-21 | Micro needle holder, without catch, | 11.0 x 0.8 mm, Ø 9 mm, curved, 21 cm | 1
18-002-20 | Mayo-Hegar TC-needle holder, 20 cm |  | 2
18-004-20 | De Bakey TC-needle holder, 20 cm, | Mayo Hegar delicate | 2
18-004-23 | De Bakey TC-needle holder, 23 cm |  | 2
13-208-20 | De Bakey forceps, 2.0 mm, straight, 20 cm |  | 2
13-208-24 | De Bakey forceps, 2.0 mm, straight, 24 cm |  | 2
15-581-12 | De Bakey-Mosquito atrauma clamp, curved, 12.5 cm |  | 8
31-132-20 | Ligature catcher, 2.0 mm, 26 cm |  | 2
31-132-25 | Ligature catcher, 2.5 mm, 26 cm |  | 2
16-105-01 | Cushing hook, 19 cm Fig. 1 |  | 1
16-106-02 | Cushing hook, 28 cm Fig. 2 |  | 1
15-755-20 | Scheibe atrauma forceps, 20 cm |  | 2
56-100-65 | Needle case, 62 x 13 mm, insert only |  | 1
56-112-02 | Needle case perforated, with compartments | 150 x 95 x 13 mm | 1
51-103-11 | Round bowls, Ø 100 mm, H 50 mm, 0.25 l |  | 2
51-100-13 | Round bowls, Ø 147 mm, H 65 mm, 0.70 l |  | 2
51-100-25 | Kidney bowls, 250 x 140 x 40 mm |  | 3
55-110-63 | Container bottom, aluminium, 600 x 272 x 190 mm, | non perforated | 1
55-110-90 | Container lid, aluminium, silver, 585 x 285 mm, | perforated | 1
55-190-05 | Wire basket, 480 x 245 x 50 mm |  | 2
55-820-03 | Identification label, red |  | 1
57-080-20 | THORAX AND LUNG SUPPLEMENT SET
10-104-04 | Scalpel handle No. 4 L |  | 1
11-161-30 | Mayo surgical scissors, curved, 30 cm |  | 1
12-211-28 | TC Metzenbaum scissors, delicate, curved, 28 cm |  | 2
13-183-23 | Nelson lung dissecting forceps, 23 cm |  | 1
15-732-26 | Atrauma Organ grasping forceps, straight, 26 cm |  | 1
15-251-05 | Rumel forceps Fig. 5, curved, 23 cm |  | 1
15-231-30 | Zenker forceps, curved, 30 cm |  | 2
15-232-30 | Zenker forceps, curved, 30 cm |  | 2
15-373-24 | Guyon kidney pedicle forceps, 24 cm |  | 1
16-017-06 | Israel retractor, 6-prong. 50x60 mm 25.5 cm |  | 2
16-041-00 | Kocher retractor, 70 x 25 mm, 24 cm |  | 2
16-041-02 | Kocher retractor, 80 x 55 mm, 25 cm |  | 2
16-029-26 | Sauerbruch retractor, 130 x 38 mm, 25 cm | 2 x fenestrated | 2
16-046-01 | Harrington retractor, 127 x 40 mm, 31 cm |  | 1
16-046-02 | Harrington retractor, 127 x 62 mm, 31 cm |  | 1
18-004-26 | De Bakey TC-needle holder, 26 cm |  | 2
18-044-27 | Wangensteen needle holder, 27 cm |  | 2
18-000-24 | Hegar TC-needle holder, straight, 24 cm |  | 2
40-410-01 | Doyen periosteal elevator, adult, left, 17 cm |  | 1
40-410-02 | Doyen periosteal elevator, adult, right, 17 cm |  | 1
40-405-10 | Lambotte periosteal elevator, 10 mm, 21 cm |  | 1
40-533-19 | Semb bone holding forceps, 8 mm, without ratchet, | 19 cm | 1
40-665-23 | Luer-Stille bone rongeur, curved, 23 cm, | strong pattern | 1
40-719-27 | Liston-Key bone cutting forceps, angled, 25.5 cm |  | 1
30-117-27 | Giertz Stille rip scissors, 27 cm |  | 1
30-251-00 | Mercedes rip spreader, complete with 1 pair of | lateral blades 42 x 65 and 75 x 75 mm, | 1
30-264-16 | Bailey-Gibbon rip contractor, 18 cm, long claws | for adults | 1
30-301-26 | Allison lung spatula, 30 cm, 40 mm |  | 1
30-302-26 | Allison lung spatula, 26 cm, 132 mm |  | 1
13-204-24 | De Bakey forceps, 2.8 mm, straight, 24 cm |  | 2
13-200-30 | De Bakey forceps, 3.5 mm, straight, 30 cm |  | 2
15-768-25 | Allis atrauma forceps, straight, 25 cm |  | 2
15-755-23 | Scheibe atrauma forceps, 23 cm |  | 1
57-080-20 C | THORAX AND LUNG SUPPLEMENT SET, CONTAINER AND BASKET
10-104-04 | Scalpel handle No. 4 L |  | 1
11-161-30 | Mayo surgical scissors, curved, 30 cm |  | 1
12-211-28 | TC Metzenbaum scissors, delicate, curved, 28 cm |  | 2
13-183-23 | Nelson lung dissecting forceps, 23 cm |  | 1
15-732-26 | Atrauma Organ grasping forceps, straight, 26 cm |  | 1
15-251-05 | Rumel forceps Fig. 5, curved, 23 cm |  | 1
15-231-30 | Zenker forceps, curved, 30 cm |  | 2
15-232-30 | Zenker forceps, curved, 30 cm |  | 2
15-373-24 | Guyon kidney pedicle forceps, 24 cm |  | 1
16-017-06 | Israel retractor, 6-prong. 50x60 mm 25.5 cm |  | 2
16-041-00 | Kocher retractor, 70 x 25 mm, 24 cm |  | 2
16-041-02 | Kocher retractor, 80 x 55 mm, 25 cm |  | 2
16-029-26 | Sauerbruch retractor, 130 x 38 mm, 25 cm | 2 x fenestrated | 2
16-046-01 | Harrington retractor, 127 x 40 mm, 31 cm |  | 1
16-046-02 | Harrington retractor, 127 x 62 mm, 31 cm |  | 1
18-004-26 | De Bakey TC-needle holder, 26 cm |  | 2
18-044-27 | Wangensteen needle holder, 27 cm |  | 2
18-000-24 | Hegar TC-needle holder, straight, 24 cm |  | 2
40-410-01 | Doyen periosteal elevator, adult, left, 17 cm |  | 1
40-410-02 | Doyen periosteal elevator, adult, right, 17 cm |  | 1
40-405-10 | Lambotte periosteal elevator, 10 mm, 21 cm |  | 1
40-533-19 | Semb bone holding forceps, 8 mm, without ratchet, | 19 cm | 1
40-665-23 | Luer-Stille bone rongeur, curved, 23 cm, | strong pattern | 1
40-719-27 | Liston-Key bone cutting forceps, angled, 25.5 cm |  | 1
30-117-27 | Giertz Stille rip scissors, 27 cm |  | 1
30-251-00 | Mercedes rip spreader, complete with 1 pair of | lateral blades 42 x 65 and 75 x 75 mm, | 1
30-264-16 | Bailey-Gibbon rip contractor, 18 cm, long claws | for adults | 1
30-301-26 | Allison lung spatula, 30 cm, 40 mm |  | 1
30-302-26 | Allison lung spatula, 26 cm, 132 mm |  | 1
13-204-24 | De Bakey forceps, 2.8 mm, straight, 24 cm |  | 2
13-200-30 | De Bakey forceps, 3.5 mm, straight, 30 cm |  | 2
15-768-25 | Allis atrauma forceps, straight, 25 cm |  | 2
15-755-23 | Scheibe atrauma forceps, 23 cm |  | 1
55-110-63 | Container bottom, aluminium, 600 x 272 x 190 mm, | non perforated | 1
55-110-90 | Container lid, aluminium, silver, 585 x 285 mm, | perforated | 1
55-190-05 | Wire basket, 480 x 245 x 50 mm |  | 1
55-820-03 | Identification label, red |  | 1
57-080-22 | CARDIAC / PULMONARY VASCULAR CLAMPS
15-245-24 | Crafoord forceps, curved, 24 cm |  | 2
15-245-25 | Crafoord forceps, curved, 24 cm |  | 2
15-247-24 | Crafoord-Sellors forceps, curved, 24 cm |  | 2
15-494-08 | Bulldog clamp De Bakey, straight, 80 mm |  | 4
15-495-08 | Bulldog clamp De Bakey, curved, 78 mm |  | 2
15-612-22 | Potts atrauma clamp, straight, 22.5 cm |  | 2
15-609-19 | De Bakey atrauma clamp, S-curved, 19 cm |  | 2
15-611-18 | Leland-Jones atrauma clamp, angled, 18 cm |  | 2
15-611-19 | Leland-Jones atrauma clamp, angled, 18.5 cm |  | 2
15-591-26 | De Bakey atrauma clamp, S-shape, 27 cm |  | 1
15-647-20 | Satinsky-De Bakey clamp, curved, 20 cm |  | 1
15-647-26 | Satinsky atrauma clamp, curved, 27.0 cm |  | 1
15-653-02 | Harken atrauma clamp, curved, Fig. 2, 24 cm |  | 2
15-621-25 | Lees atrauma clamp, 90° angled, 25.5 cm |  | 2
15-643-22 | Lambert-Kay atrauma clamp, curved, 22 cm |  | 1
15-625-03 | Morris-De Bakey atrauma clamp, 24 cm |  | 1
15-584-31 | Potts atrauma clamp, straight, 31 cm |  | 2
15-585-31 | Potts atrauma clamp, curved, 31 cm |  | 1
15-577-18 | Derra atrauma clamp, S-shape, 18 cm |  | 2
57-080-22 C | CARDIAC / PULMONARY VASCULAR CLAMPS, CONTAINER AND BASKET
15-245-24 | Crafoord forceps, curved, 24 cm |  | 2
15-245-25 | Crafoord forceps, curved, 24 cm |  | 2
15-247-24 | Crafoord-Sellors forceps, curved, 24 cm |  | 2
15-494-08 | Bulldog clamp De Bakey, straight, 80 mm |  | 4
15-495-08 | Bulldog clamp De Bakey, curved, 78 mm |  | 2
15-612-22 | Potts atrauma clamp, straight, 22.5 cm |  | 2
15-609-19 | De Bakey atrauma clamp, S-curved, 19 cm |  | 2
15-611-18 | Leland-Jones atrauma clamp, angled, 18 cm |  | 2
15-611-19 | Leland-Jones atrauma clamp, angled, 18.5 cm |  | 2
15-591-26 | De Bakey atrauma clamp, S-shape, 27 cm |  | 1
15-647-20 | Satinsky-De Bakey clamp, curved, 20 cm |  | 1
15-647-26 | Satinsky atrauma clamp, curved, 27.0 cm |  | 1
15-653-02 | Harken atrauma clamp, curved, Fig. 2, 24 cm |  | 2
15-621-25 | Lees atrauma clamp, 90° angled, 25.5 cm |  | 2
15-643-22 | Lambert-Kay atrauma clamp, curved, 22 cm |  | 1
15-625-03 | Morris-De Bakey atrauma clamp, 24 cm |  | 1
15-584-31 | Potts atrauma clamp, straight, 31 cm |  | 2
15-585-31 | Potts atrauma clamp, curved, 31 cm |  | 1
15-577-18 | Derra atrauma clamp, S-shape, 18 cm |  | 2
55-110-61 | Container bottom, aluminium, 600 x 272 x 116 mm, | non perforated | 1
55-110-90 | Container lid, aluminium, silver, 585 x 285 mm, | perforated | 1
55-190-05 | Wire basket, 480 x 245 x 50 mm |  | 1
55-820-03 | Identification label, red |  | 1

## OUT General Surgery
ITEM CODE | DESCRIPTION | DESCRIPTION 2 | QTY
57-100-00 | REMOVAL OF FINGERNAILS INSTRUMENTS SET
15-703-20 | Gross-Maier sponge forceps, curved, 20 cm |  | 1
13-000-14 | Standard dressing forceps, straight, 14.5 cm |  | 1
12-003-14 | TC standard scissors Fig.2, curved, 14 cm |  | 1
50-030-13 | Radolf nail extractor, 13 cm |  | 1
50-017-13 | Systrunk nail splitting scissors, 13 cm |  | 1
50-034-00 | Finger nail drill set, complete with 3 drills |  | 1
57-100-02 | CHANGE OF BANDAGE SET
13-002-14 | Dressing forceps delicate, straight, 14 cm |  | 1
13-102-14 | Dissecting forceps 1x2, delicate, 14 cm |  | 1
12-231-16 | TC Mayo-Lexer scissors, curved, 16 cm |  | 1
10-606-14 | Myrtle leave probe, 14.5 cm |  | 1
15-049-14 | Crile forceps, curved, 14 cm |  | 2
57-100-04 | SUTURE REMOVING SET
11-003-14 | Surgical scissors, Fig. 2, curved, 14 cm, | sharp/blunt | 1
13-002-14 | Dressing forceps delicate, straight, 14 cm |  | 1
13-102-14 | Dissecting forceps 1x2, delicate, 14 cm |  | 1
57-100-06 | SPLINTER REMOVING SET
13-520-11 | Feilchenfeld splinter forceps (A), 11.5 cm |  | 1
50-059-13 | Stieglitz splinter forceps, curved, 13.5 cm |  | 1
57-100-08 | INCISION SET
15-703-20 | Gross-Maier sponge forceps, curved, 20 cm |  | 1
10-103-01 | Scalpel handle, standard No. 3 |  | 1
15-061-12 | Halsted-Mosquito forceps, curved, 12.5 cm |  | 1
13-002-14 | Dressing forceps delicate, straight, 14 cm |  | 1
13-102-14 | Dissecting forceps 1x2, delicate, 14 cm |  | 1
12-211-14 | TC Metzenbaum scissors, delicate, curved, 14 cm |  | 1
10-602-14 | Probe, Ø 2 mm, 14.5 cm |  | 1
40-467-02 | Volkmann bone curette, Fig. 000, 17 cm |  | 1
12-231-16 | TC Mayo-Lexer scissors, curved, 16 cm |  | 1
10-104-01 | Scalpel handle, standard No. 4 |  | 1
18-022-14 | Hegar-Baumgartner TC-needle holder, 14 cm |  | 1
51-103-08 | Round bowls, Ø 85 mm, H 50 mm, 0.175 l |  | 1
51-100-25 | Kidney bowls, 250 x 140 x 40 mm |  | 1
57-100-10 | RECTOSCOPY AND PROCTOSCOPY SET
33-312-21 | Mathieu rectal specula, 90 x 15 mm, 21 cm |  | 1
33-302-15 | Sims rectal specula, fenestrated, 15.5 cm |  | 1
33-305-22 | Czerny rectal specula, 22.5 cm |  | 1
26-262-00 | Huber universal handle for use with tubes |  | 1
33-363-40 | Turrel rectum biopsy forceps, 360° rotatable, | WL 400 mm | 1
33-314-23 | Bensaude anuscope, Ø 22 mm / 70 mm |  | 1
33-316-24 | Ives-Fansler anuscope, Ø 22 mm / 85 mm, 14.5 cm |  | 1
33-322-22 | Kelly sphincteroscope, Ø 22 mm / 140 mm |  | 1
15-732-25 | Atrauma Organ grasping forceps, straight, 25 cm |  | 1
15-730-21 | Heywood-Smith forceps, straight, 20.5 cm |  | 1
57-100-12 | BIOPSY EXCISION SET
10-103-01 | Scalpel handle, standard No. 3 |  | 1
15-061-12 | Halsted-Mosquito forceps, curved, 12.5 cm |  | 2
15-110-14 | Kocher forceps, delicate, straight, 14 cm |  | 2
16-124-04 | Trachea hook, sharp, 4-prongs, 16.5 cm |  | 2
16-127-14 | Desmarres vein retractor, 14 mm, 13 cm |  | 2
13-002-16 | Dressing forceps delicate, straight, 16 cm |  | 1
13-102-16 | Dissecting forceps 1x2, delicate, 16 cm |  | 2
13-100-20 | Dissecting forceps 1x2, 20 cm |  | 2
12-231-16 | TC Mayo-Lexer scissors, curved, 16 cm |  | 1
18-012-15 | Crile-Wood TC-needle holder, 15 cm |  | 1
35-226-21 | Czerny tenaculum forceps, straight, 20.5 cm |  | 1
12-253-17 | TC Tönnis-Adson scissors, curved, 17.5 cm |  | 1
15-703-20 | Gross-Maier sponge forceps, curved, 20 cm |  | 1
57-100-14 | DRESSING SET, SMALL
15-061-12 | Halsted-Mosquito forceps, curved, 12.5 cm |  | 4
16-124-04 | Trachea hook, sharp, 4-prongs, 16.5 cm |  | 2
16-127-14 | Desmarres vein retractor, 14 mm, 13 cm |  | 2
13-002-14 | Dressing forceps delicate, straight, 14 cm |  | 1
13-102-14 | Dissecting forceps 1x2, delicate, 14 cm |  | 2
12-231-16 | TC Mayo-Lexer scissors, curved, 16 cm |  | 1
12-211-14 | TC Metzenbaum scissors, delicate, curved, 14 cm |  | 1
18-012-15 | Crile-Wood TC-needle holder, 15 cm |  | 1
16-217-10 | Weitlaner self retainig retractor, sharp, 2x3, | 11 cm | 1
11-002-14 | Surgical scissors, Fig. 2, straight, 14 cm, | sharp/blunt | 1
12-731-14 W | TC Mayo ligature scissors, curved, 14 cm W |  | 1
57-100-16 | DRESSING SET, LARGE
15-700-27 | Ulrich sponge forceps, straight, 26.5 cm |  | 2
15-801-11 | Backhaus towel forceps, 11 cm |  | 6
10-104-01 | Scalpel handle, standard No. 4 |  | 2
15-060-12 | Halsted-Mosquito forceps, straight, 12.5 cm |  | 4
15-160-12 | Halsted-Mosquito forceps, straight, 1x2, 12 cm |  | 4
15-000-14 | Pean forceps, straight, 14 cm |  | 4
15-275-02 | Baby-Mixter artery forceps, strongly curved, 14 cm |  | 2
15-201-02 | Overholt-Geissendörfer forceps, curved, 21 cm |  | 2
15-110-14 | Kocher forceps, delicate, straight, 14 cm |  | 4
16-050-01 | Roux retractor, Fig. 1, 14 cm |  | 2
16-050-02 | Roux retractor, Fig. 2, 15 cm |  | 2
16-050-03 | Roux retractor, Fig. 3, 17 cm |  | 2
16-018-02 | Langenbeck retractor, 30x14 mm |  | 2
16-001-04 | Volkmann retractor, 4-prongs, sharp, 22 cm |  | 2
16-002-06 | Volkmann retractor, 6-prongs, semi-sharp, 22 cm |  | 2
13-002-14 | Dressing forceps delicate, straight, 14 cm |  | 2
13-102-14 | Dissecting forceps 1x2, delicate, 14 cm |  | 2
13-164-18 | Potts-Smith dissecting forceps, straight, 18 cm |  | 2
12-253-17 | TC Tönnis-Adson scissors, curved, 17.5 cm |  | 1
11-011-12 | Surgical scissors curved, delicate, Fig.1, 12 cm | blunt/blunt | 1
12-231-16 | TC Mayo-Lexer scissors, curved, 16 cm |  | 2
40-392-14 | Farabeuf periosteal elevator, straight, | 12.5 mm, 15 cm | 1
40-467-05 | Volkmann bone curette, Fig. 1, 17 cm |  | 1
40-651-18 | Zaufal-Jansen bone rongeur, curved, 18 cm |  | 2
18-012-15 | Crile-Wood TC-needle holder, 15 cm |  | 1
18-002-20 | Mayo-Hegar TC-needle holder, 20 cm |  | 1
10-602-20 | Probe, Ø 2 mm, 20 cm |  | 1
56-100-65 | Needle case, 62 x 13 mm, insert only |  | 1
51-100-25 | Kidney bowls, 250 x 140 x 40 mm |  | 1
57-100-18 | BLOOD PRESSURE MANOMETER AND STETHOSCOPE
10-012-01 | Duplex Stethoscope for adult, Ø 47 mm |  | 1
10-040-01 | Minimus blood pressure manometer scala | Ø 49 mm to 300 mm/hg | 1

## OUT Gynaecology
ITEM CODE | DESCRIPTION | DESCRIPTION 2 | QTY
57-105-00 | INDIVIDUAL INSTRUMENTS FOR EXAMATION
35-701-34 | Martin pelvimeter, 34 cm |  | 1
48-007-20 | Lister bandage scissors, 20 cm |  | 1
12-231-16 | TC Mayo-Lexer scissors, curved, 16 cm |  | 2
12-160-17 | TC Mayo scissors, straight, 17 cm |  | 2
13-002-14 | Dressing forceps delicate, straight, 14 cm |  | 2
13-102-14 | Dissecting forceps 1x2, delicate, 14 cm |  | 2
35-204-25 | Schröder uterine tenaculum forceps, 25 cm |  | 2
35-030-02 | Kristeller specula, set, Fig. 2, 80x30mm / 85x26mm |  | 2
35-030-03 | Kristeller specula, set, Fig. 3, 90x36mm /100x32mm |  | 4
35-050-01 | Kristeller specula, set, Fig. 1 110 x 27 mm / | 115 x 23 mm | 4
35-050-02 | Kristeller specula, set, Fig. 2, 110 x 30 mm / | 115 x 26 mm | 6
35-050-03 | Kristeller specula, set, Fig. 3 110 x 36 mm / | 115 x 32 mm | 4
57-105-02 | VAGINAL FISTULA SET
35-050-02 | Kristeller specula, set, Fig. 2, 110 x 30 mm / | 115 x 26 mm | 1
15-703-27 | Gross-Maier sponge forceps, curved, 27 cm |  | 2
15-701-27 | Ulrich sponge forceps, curved, 26.5 cm |  | 1
56-100-65 | Needle case, 62 x 13 mm, insert only |  | 1
12-731-23 W | TC Mayo ligature scissors, curved, 23 cm W |  | 1
10-103-06 | Scalpel handle No. 7 |  | 1
10-103-01 | Scalpel handle, standard No. 3 |  | 1
35-204-25 | Schröder uterine tenaculum forceps, 25 cm |  | 2
35-121-32 | Sims uterine sound, malleable, 32 cm |  | 1
13-000-20 | Standard dressing forceps, straight, 20 cm |  | 1
13-100-20 | Dissecting forceps 1x2, 20 cm |  | 1
10-602-30 | Probe, Ø 2 mm, 30 cm |  | 1
34-105-36 | Moynihan gall stone probe, 36 cm, made of tin |  | 1
16-131-02 | Simon fistula hook, 1-prong, curved, 22 cm |  | 1
16-131-03 | Simon fistula hook, 2-prongs, curved, 22 cm |  | 1
10-378-01 | Ziegler knife, Fig. 1, 12.0 cm |  | 1
40-474-05 | Simon bone currette, Fig. 1, 24 cm |  | 1
12-233-16 | TC Lexer scissors, curved, 16 cm |  | 1
12-211-18 | TC Metzenbaum scissors, delicate, curved, 18 cm |  | 1
18-002-20 | Mayo-Hegar TC-needle holder, 20 cm |  | 1
18-004-20 | De Bakey TC-needle holder, 20 cm, | Mayo Hegar delicate | 1
57-105-04 | BIOPSY VAGINAL SET
35-030-02 | Kristeller specula, set, Fig. 2, 80x30mm / 85x26mm |  | 1
35-050-03 | Kristeller specula, set, Fig. 3 110 x 36 mm / | 115 x 32 mm | 1
15-703-27 | Gross-Maier sponge forceps, curved, 27 cm |  | 2
35-406-25 | Van Doren biopsy forceps, with ratchet, 25 cm |  | 1
35-307-04 | Biopsy curette model München, Ø 4 mm, 27 cm |  | 1
35-502-01 | Schröder uterine scoop, Fig. 1, oval 6.8 mm, 30 cm |  | 1
35-502-03 | Schröder uterine scoop, Fig. 3, oval, 10.0 mm, | 30 cm | 1
35-502-05 | Schröder uterine scoop, Fig. 5, oval, 13,0 mm, | 30 cm | 1
10-103-06 | Scalpel handle No. 7 |  | 1
10-103-05 | Scalpel handle No. 3 L, angled |  | 1
51-100-25 | Kidney bowls, 250 x 140 x 40 mm |  | 1
18-004-20 | De Bakey TC-needle holder, 20 cm, | Mayo Hegar delicate | 1
13-000-18 | Standard dressing forceps, straight, 18 cm |  | 1
13-100-20 | Dissecting forceps 1x2, 20 cm |  | 1
12-211-20 | TC Metzenbaum scissors, delicate, curved, 20 cm |  | 1
12-731-17 W | TC Mayo ligature scissors, curved, 17 cm W |  | 1
57-105-06 | PLACENTA SET
35-092-12 | Handle for Scherback specula, 20 cm |  | 2
35-092-10 | Scherback weight, 400 g, 10.5 cm |  | 1
35-092-01 | Scherback blade, 80 x 30 mm |  | 1
35-092-02 | Scherback blade, 85 x 35 mm |  | 1
35-092-03 | Scherback blade, 90 x 40 mm |  | 1
35-092-04 | Scherback blade, 55 x 40 / 60 mm |  | 1
35-092-05 | Scherback blade, 70 x 45 / 70 mm |  | 1
35-050-03 | Kristeller specula, set, Fig. 3 110 x 36 mm / | 115 x 32 mm | 1
35-050-02 | Kristeller specula, set, Fig. 2, 110 x 30 mm / | 115 x 26 mm | 1
15-700-27 | Ulrich sponge forceps, straight, 26.5 cm |  | 2
35-204-25 | Schröder uterine tenaculum forceps, 25 cm |  | 2
35-121-32 | Sims uterine sound, malleable, 32 cm |  | 1
35-100-04 | Hegar uterine dilator Ø 4 mm |  | 1
35-100-06 | Hegar uterine dilator Ø 6 mm |  | 2
35-100-09 | Hegar uterine dilator Ø 9 mm |  | 1
35-100-10 | Hegar uterine dilator Ø 10 mm |  | 1
35-100-11 | Hegar uterine dilator Ø 11 mm |  | 1
35-100-12 | Hegar uterine dilator Ø 12 mm |  | 1
35-100-13 | Hegar uterine dilator Ø 13 mm |  | 1
35-100-15 | Hegar uterine dilator Ø 15 mm |  | 1
35-100-16 | Hegar uterine dilator Ø 16 mm |  | 1
35-100-18 | Hegar uterine dilator Ø 18 mm |  | 1
35-100-20 | Hegar uterine dilator Ø 20 mm |  | 1
35-105-04 | Hegar uterine dilator Ø 4.5 mm |  | 1
35-105-05 | Hegar uterine dilator Ø 5.5 mm |  | 1
35-105-06 | Hegar uterine dilator Ø 6.5 mm |  | 1
35-105-07 | Hegar uterine dilator Ø 7.5 mm |  | 1
35-105-08 | Hegar uterine dilator Ø 8.5 mm |  | 1
35-105-09 | Hegar uterine dilator Ø 9.5 mm |  | 1
35-105-10 | Hegar uterine dilator Ø 10.5 mm |  | 1
35-105-11 | Hegar uterine dilator Ø 11.5 mm |  | 1
35-105-12 | Hegar uterine dilator Ø 12.5 mm |  | 1
35-105-13 | Hegar uterine dilator Ø 13.5 mm |  | 1
35-105-15 | Hegar uterine dilator Ø 15.5 mm |  | 1
35-105-16 | Hegar uterine dilator Ø 16.5 mm |  | 1
35-105-17 | Hegar uterine dilator Ø 17.5 mm |  | 1
35-511-11 | Recamier uterine curette, sharp, malleable, | Fig. 4, 11 mm, 31 cm | 1
35-511-15 | Recamier uterine curette, sharp, malleable, | Fig. 7, 15 mm, 31 cm | 1
35-520-20 | Sims uterine curette, blunt, rigid, Fig. 10, 20 mm | 31 cm | 1
35-751-03 | Winter ovum forceps, Fig. 3, curved, 28 cm |  | 1
51-100-25 | Kidney bowls, 250 x 140 x 40 mm |  | 1
35-100-05 | Hegar uterine dilator Ø 5 mm |  | 1
35-100-07 | Hegar uterine dilator Ø 7 mm |  | 1
35-100-08 | Hegar uterine dilator Ø 8 mm |  | 1
35-100-14 | Hegar uterine dilator Ø 14 mm |  | 1
35-100-17 | Hegar uterine dilator Ø 17 mm |  | 1
35-100-19 | Hegar uterine dilator Ø 19 mm |  | 1
35-105-14 | Hegar uterine dilator Ø 14.5 mm |  | 1
57-105-08 | DRESSING SET, SMALL
15-061-12 | Halsted-Mosquito forceps, curved, 12.5 cm |  | 4
16-124-04 | Trachea hook, sharp, 4-prongs, 16.5 cm |  | 2
16-127-14 | Desmarres vein retractor, 14 mm, 13 cm |  | 2
13-002-14 | Dressing forceps delicate, straight, 14 cm |  | 1
13-102-14 | Dissecting forceps 1x2, delicate, 14 cm |  | 2
12-231-16 | TC Mayo-Lexer scissors, curved, 16 cm |  | 1
12-211-14 | TC Metzenbaum scissors, delicate, curved, 14 cm |  | 1
18-012-15 | Crile-Wood TC-needle holder, 15 cm |  | 1
16-217-10 | Weitlaner self retainig retractor, sharp, 2x3, | 11 cm | 1
57-105-10 | CHANGING OF BANDAGE SET
13-002-14 | Dressing forceps delicate, straight, 14 cm |  | 1
13-102-14 | Dissecting forceps 1x2, delicate, 14 cm |  | 1
12-231-16 | TC Mayo-Lexer scissors, curved, 16 cm |  | 1
10-606-14 | Myrtle leave probe, 14.5 cm |  | 1
15-049-14 | Crile forceps, curved, 14 cm |  | 2
57-105-12 | SUTURE REMOVING SET
11-003-14 | Surgical scissors, Fig. 2, curved, 14 cm, | sharp/blunt | 1
13-002-14 | Dressing forceps delicate, straight, 14 cm |  | 1
13-102-14 | Dissecting forceps 1x2, delicate, 14 cm |  | 1
57-105-14 | BLOOD PRESSURE MANOMETER AND STETHOSCOPE
10-012-01 | Duplex Stethoscope for adult, Ø 47 mm |  | 1
10-040-01 | Minimus blood pressure manometer scala | Ø 49 mm to 300 mm/hg | 1

## OUT Ortho
ITEM CODE | DESCRIPTION | DESCRIPTION 2 | QTY
57-120-00 | CHANGE OF BANDAGE SET
13-002-14 | Dressing forceps delicate, straight, 14 cm |  | 1
13-102-14 | Dissecting forceps 1x2, delicate, 14 cm |  | 1
12-231-16 | TC Mayo-Lexer scissors, curved, 16 cm |  | 1
10-606-14 | Myrtle leave probe, 14.5 cm |  | 1
15-049-14 | Crile forceps, curved, 14 cm |  | 2
57-120-02 | SUTURE REMOVING SET
11-003-14 | Surgical scissors, Fig. 2, curved, 14 cm, | sharp/blunt | 1
13-002-14 | Dressing forceps delicate, straight, 14 cm |  | 1
13-102-14 | Dissecting forceps 1x2, delicate, 14 cm |  | 1
57-120-04 | KIRSCHNER WIRE EXTENSION SET
15-700-27 | Ulrich sponge forceps, straight, 26.5 cm |  | 2
15-801-11 | Backhaus towel forceps, 11 cm |  | 4
10-103-01 | Scalpel handle, standard No. 3 |  | 1
13-002-14 | Dressing forceps delicate, straight, 14 cm |  | 2
13-102-14 | Dissecting forceps 1x2, delicate, 14 cm |  | 2
42-310-14 | Kirschner Trocar,flat,310 mm,Ø1,4,10pc |  | 1
42-310-18 | Kirschner Trocar,flat,310 mm,Ø1,8,10pc |  | 1
42-310-16 | Kirschner Trocar,flat,310 mm,Ø1,6,10pc |  | 1
42-310-20 | Kirschner Trocar,flat,310 mm,Ø2,0,10pc |  | 1
40-873-18 | TC wire cutting forceps, double, 18 cm, | hard Ø 1.7 mm / soft Ø 2.0 mm | 1
40-873-16 | TC wire cutting forceps, double, 16 cm, | hard Ø 1.7 mm / soft Ø 2.0 mm | 1
40-854-01 | Flat nose pliers, serrated, 17 cm |  | 1
40-862-02 | Extraction pliers for wires, 18 cm |  | 1
40-210-42 | Ferrozell mallet, Ø 40 mm, 250 g, 26 cm |  | 1
40-863-02 | TC flat nose pliers, double action, narrow, 18 cm |  | 1
40-801-07 | Kirschner extension bow, 200/155 mm |  | 1
40-801-06 | Kirschner extension bow, 155/155 mm |  | 2
40-801-04 | Kirschner extension bow, 120/120 mm |  | 2
40-801-03 | Kirschner extension bow, 105/100 mm |  | 1
40-801-01 | Kirschner extension bow, 95/70 mm |  | 2
40-805-00 | Wire strainer for 40-801-00 - 40-801-07 |  | 2
40-806-00 | Wrench for extension bow 14/17 |  | 2
43-750-35 | Screw driver, hexagonal, 3.5 mm, 25 cm |  | 2
57-120-06 | DRESSING SET FOR HAND
10-032-30 | Ruler, 30 cm |  | 1
15-700-27 | Ulrich sponge forceps, straight, 26.5 cm |  | 2
15-801-11 | Backhaus towel forceps, 11 cm |  | 12
10-103-01 | Scalpel handle, standard No. 3 |  | 2
15-063-12 | Micro-Mosquito forceps, curved, 12.5 cm |  | 6
15-162-12 | Micro-Mosquito forceps, straight, 1x2, 12 cm |  | 6
15-163-12 | Micro-Mosquito forceps, curved, 1x2, 12 cm |  | 6
15-110-14 | Kocher forceps, delicate, straight, 14 cm |  | 2
15-275-02 | Baby-Mixter artery forceps, strongly curved, 14 cm |  | 2
13-044-12 | Adson dressing forceps, micro, 12 cm |  | 2
13-102-14 | Dissecting forceps 1x2, delicate, 14 cm |  | 2
13-144-12 | Micro-Adson forceps, 1x2, 12 cm |  | 2
13-054-12 | Semken forceps, straight, 12 cm |  | 2
13-208-16 | De Bakey forceps, 2.0 mm, straight, 16 cm |  | 2
11-245-15 | Kilner (Ragnell) scissors, curved, 15 cm |  | 1
11-249-15 | Reynolds scissors, curved, 15 cm |  | 1
11-411-15 | Dissecting scissors, curved, 15 cm |  | 1
12-211-14 | TC Metzenbaum scissors, delicate, curved, 14 cm |  | 1
12-231-16 | TC Mayo-Lexer scissors, curved, 16 cm |  | 1
11-440-11 | Iris scissors (M), straight, 11 cm |  | 1
11-441-11 | Iris scissors (M), curved, 11 cm |  | 1
11-011-13 | Surgical scissors curved, delicate, Fig.1, 13 cm | blunt/blunt | 1
11-715-12 | Beebe wire scissors, blunt, curved, 12 cm | one blade serrated | 1
16-124-02 | Trachea hook, sharp, 2-prongs, 16.5 cm |  | 2
16-126-02 | Trachea hook, blunt, 2-prongs, 16.5 cm |  | 2
16-124-03 | Trachea hook, sharp, 3-prongs, 16.5 cm |  | 2
16-126-03 | Trachea hook, blunt, 3-prongs, 16.5 cm |  | 2
16-124-04 | Trachea hook, sharp, 4-prongs, 16.5 cm |  | 2
16-126-04 | Trachea hook, blunt, 4-prongs, 16.5 cm |  | 2
16-112-01 | Guthrie hook, 2 prongs, sharp, 16 cm small model |  | 2
16-156-15 | Freer skin hook, 2-prongs, 15 cm |  | 4
16-143-02 | Strandell-Stille retractor, toothed blade end,19cm |  | 2
16-138-20 | Senn-Green retractor, 20 x 6 mm, 15 cm |  | 2
16-127-12 | Desmarres vein retractor, 12 mm, 13 cm |  | 2
16-212-10 | Alm self retaining retractor, sharp, 10 cm |  | 1
18-026-13 | Halsey TC-needle holder, serrated, 13 cm |  | 1
18-002-16 | Mayo-Hegar TC-needle holder, 16 cm |  | 1
56-100-65 | Needle case, 62 x 13 mm, insert only |  | 1
56-112-02 | Needle case perforated, with compartments | 150 x 95 x 13 mm | 1
10-609-01 | Bowman probe, German silver Fig. 00/0 |  | 1
10-609-02 | Bowman probe, German silver Fig. 1/2 |  | 1
57-120-08 | INSTRUMENT SET FOR SMALL BONES
40-467-05 | Volkmann bone curette, Fig. 1, 17 cm |  | 1
40-467-06 | Volkmann bone curette, Fig. 2, 17 cm |  | 1
40-647-20 | Marquard bone rongeur, curved, 20 cm |  | 1
40-653-05 | Ruskin bone rongeur, curved, 5 mm, 18 cm |  | 1
40-655-05 | Röttgen-Ruskin bone rongeur, curved, 5 mm, 24 cm |  | 1
13-126-16 | Standard dissecting forceps, 3x4, 16 cm |  | 1
16-120-03 | Trachea hook, sharp, 3-prongs, 16 cm |  | 2
16-124-01 | Trachea hook, sharp, 1-prong, 16.5 cm |  | 1
16-001-01 | Volkmann retractor, 1-prong, sharp, 22 cm |  | 1
40-446-05 | TC rasp, double, Fig. 9/10, 40 x 7 mm, 52 / 62 | teeth, 20.5 cm | 1
40-355-16 | Williger periosteal elevator, 6 mm, 16 cm |  | 1
40-422-01 | Williger elevator, 5.5 mm, 16 cm |  | 1
40-863-02 | TC flat nose pliers, double action, narrow, 18 cm |  | 1
40-528-20 | Langenbeck bone holding forceps, 5 mm, 20 cm |  | 1
57-120-10 | DRESSING SET, SMALL
15-061-12 | Halsted-Mosquito forceps, curved, 12.5 cm |  | 4
16-124-04 | Trachea hook, sharp, 4-prongs, 16.5 cm |  | 2
16-127-14 | Desmarres vein retractor, 14 mm, 13 cm |  | 2
13-002-14 | Dressing forceps delicate, straight, 14 cm |  | 1
13-102-14 | Dissecting forceps 1x2, delicate, 14 cm |  | 2
12-231-16 | TC Mayo-Lexer scissors, curved, 16 cm |  | 1
12-211-14 | TC Metzenbaum scissors, delicate, curved, 14 cm |  | 1
18-012-15 | Crile-Wood TC-needle holder, 15 cm |  | 1
16-217-10 | Weitlaner self retainig retractor, sharp, 2x3, | 11 cm | 1
57-120-12 | DRESSING SET, LARGE
15-700-27 | Ulrich sponge forceps, straight, 26.5 cm |  | 2
15-801-11 | Backhaus towel forceps, 11 cm |  | 6
10-104-01 | Scalpel handle, standard No. 4 |  | 2
15-060-12 | Halsted-Mosquito forceps, straight, 12.5 cm |  | 4
15-160-12 | Halsted-Mosquito forceps, straight, 1x2, 12 cm |  | 4
15-000-14 | Pean forceps, straight, 14 cm |  | 4
15-275-02 | Baby-Mixter artery forceps, strongly curved, 14 cm |  | 2
15-201-02 | Overholt-Geissendörfer forceps, curved, 21 cm |  | 2
15-110-14 | Kocher forceps, delicate, straight, 14 cm |  | 4
16-050-01 | Roux retractor, Fig. 1, 14 cm |  | 2
16-050-02 | Roux retractor, Fig. 2, 15 cm |  | 2
16-050-03 | Roux retractor, Fig. 3, 17 cm |  | 2
16-018-02 | Langenbeck retractor, 30x14 mm |  | 2
16-001-04 | Volkmann retractor, 4-prongs, sharp, 22 cm |  | 2
13-002-14 | Dressing forceps delicate, straight, 14 cm |  | 2
13-102-14 | Dissecting forceps 1x2, delicate, 14 cm |  | 2
13-164-18 | Potts-Smith dissecting forceps, straight, 18 cm |  | 2
12-253-17 | TC Tönnis-Adson scissors, curved, 17.5 cm |  | 1
11-011-12 | Surgical scissors curved, delicate, Fig.1, 12 cm | blunt/blunt | 1
12-231-16 | TC Mayo-Lexer scissors, curved, 16 cm |  | 2
40-392-14 | Farabeuf periosteal elevator, straight, | 12.5 mm, 15 cm | 1
40-467-05 | Volkmann bone curette, Fig. 1, 17 cm |  | 1
40-651-18 | Zaufal-Jansen bone rongeur, curved, 18 cm |  | 1
18-012-15 | Crile-Wood TC-needle holder, 15 cm |  | 1
18-002-20 | Mayo-Hegar TC-needle holder, 20 cm |  | 1
10-602-20 | Probe, Ø 2 mm, 20 cm |  | 1
56-100-65 | Needle case, 62 x 13 mm, insert only |  | 1
56-112-02 | Needle case perforated, with compartments | 150 x 95 x 13 mm | 1
57-120-14 | BONE WIRING SET
40-832-20 | TC wire twister, flat, square, 20 cm |  | 2
40-856-17 | Flat nose pliers, parallel grip, 17 cm |  | 1
40-858-18 | Flat nose pliers, stainless steel, 18 cm |  | 1
40-884-16 | Diamond wire cutter, 16 cm, hard Ø 2.0 mm / | soft Ø 2.2 mm | 1
40-873-22 | TC wire cutting forceps, angled, 22 cm, | hard Ø 2.2 mm / soft Ø 3.0 mm | 1
40-825-45 | Wire guide, 45 mm, 24.5 cm, PTFE handle |  | 1
40-825-70 | Wire guide, 70 mm, 23 cm, PTFE handle |  | 1
40-821-10 | Bone wire, soft, coil, 10 m x 1.0 mm |  | 1
40-821-15 | Bone wire, soft, coil, 10 m x 1.5 mm |  | 1
42-150-12 | Kirschner,Trocar,150 mm,flat,Ø1,2, 10pc |  | 1
42-150-15 | Kirschner,Trocar,150 mm,flat,Ø1,5, 10pc |  | 2
42-150-20 | Kirschner,Trocar,150 mm,flat,Ø2,0, 10pc |  | 1
42-150-25 | Kirschner,Trocar,150 mm,flat,Ø2,5, 10pc |  | 1
57-120-16 | BLOOD PRESSURE MANOMETER AND STETHOSCOPE
10-012-01 | Duplex Stethoscope for adult, Ø 47 mm |  | 1
10-040-01 | Minimus blood pressure manometer scala | Ø 49 mm to 300 mm/hg | 1

## OUT Urology
ITEM CODE | DESCRIPTION | DESCRIPTION 2 | QTY
57-125-00 | PHIMOSIS SET
15-701-27 | Ulrich sponge forceps, curved, 26.5 cm |  | 2
15-801-11 | Backhaus towel forceps, 11 cm |  | 6
10-103-01 | Scalpel handle, standard No. 3 |  | 2
15-061-12 | Halsted-Mosquito forceps, curved, 12.5 cm |  | 10
15-160-12 | Halsted-Mosquito forceps, straight, 1x2, 12 cm |  | 4
13-002-16 | Dressing forceps delicate, straight, 16 cm |  | 2
13-102-14 | Dissecting forceps 1x2, delicate, 14 cm |  | 2
12-211-14 | TC Metzenbaum scissors, delicate, curved, 14 cm |  | 1
12-231-16 | TC Mayo-Lexer scissors, curved, 16 cm |  | 1
12-417-13 | TC Goldmann-Fox scissors, curved, 13 cm |  | 1
11-245-15 | Kilner (Ragnell) scissors, curved, 15 cm |  | 1
10-609-04 | Bowman probe, German silver Fig. 5/6 |  | 1
10-610-14 | Director, 14.5 cm |  | 1
18-012-15 | Crile-Wood TC-needle holder, 15 cm |  | 1
57-125-02 | BLADDER IRRIGATION
15-842-14 | Tubing clamp, Klinikum Berlin, 14 cm |  | 1
57-125-04 | CYSTOFIX SET
13-102-16 | Dissecting forceps 1x2, delicate, 16 cm |  | 1
16-002-03 | Volkmann retractor, 3-prongs, semi-sharp, 22 cm |  | 1
18-012-15 | Crile-Wood TC-needle holder, 15 cm |  | 1
10-103-01 | Scalpel handle, standard No. 3 |  | 1
57-125-06 | INCISION SET
15-703-20 | Gross-Maier sponge forceps, curved, 20 cm |  | 1
12-211-14 | TC Metzenbaum scissors, delicate, curved, 14 cm |  | 1
13-102-16 | Dissecting forceps 1x2, delicate, 16 cm |  | 2
13-002-16 | Dressing forceps delicate, straight, 16 cm |  | 2
15-703-27 | Gross-Maier sponge forceps, curved, 27 cm |  | 1
15-736-18 | Förster-Ballenger forceps, straight, 18 cm |  | 1
40-474-05 | Simon bone currette, Fig. 1, 24 cm |  | 1
40-474-07 | Simon bone currette, Fig. 3, 24 cm |  | 1
40-474-09 | Simon bone currette, Fig. 5, 24 cm |  | 1
40-467-02 | Volkmann bone curette, Fig. 000, 17 cm |  | 1
12-231-16 | TC Mayo-Lexer scissors, curved, 16 cm |  | 1
10-104-01 | Scalpel handle, standard No. 4 |  | 1
10-103-01 | Scalpel handle, standard No. 3 |  | 1
10-602-14 | Probe, Ø 2 mm, 14.5 cm |  | 1
57-125-08 | CHANGE OF BANDAGE SET
13-002-14 | Dressing forceps delicate, straight, 14 cm |  | 1
13-102-14 | Dissecting forceps 1x2, delicate, 14 cm |  | 1
12-231-16 | TC Mayo-Lexer scissors, curved, 16 cm |  | 1
10-606-14 | Myrtle leave probe, 14.5 cm |  | 1
15-049-14 | Crile forceps, curved, 14 cm |  | 2
57-125-10 | BLOOD PRESSURE MANOMETER AND STETHOSCOPE
10-012-01 | Duplex Stethoscope for adult, Ø 47 mm |  | 1
10-040-01 | Minimus blood pressure manometer scala | Ø 49 mm to 300 mm/hg | 1

## OUT Plastic
ITEM CODE | DESCRIPTION | DESCRIPTION 2 | QTY
57-130-00 | CHANGE OF BANDAGE SET
13-002-14 | Dressing forceps delicate, straight, 14 cm |  | 1
13-102-14 | Dissecting forceps 1x2, delicate, 14 cm |  | 1
12-231-16 | TC Mayo-Lexer scissors, curved, 16 cm |  | 1
10-606-14 | Myrtle leave probe, 14.5 cm |  | 1
15-049-14 | Crile forceps, curved, 14 cm |  | 2
57-130-02 | SUTURE REMOVING SET
11-003-14 | Surgical scissors, Fig. 2, curved, 14 cm, | sharp/blunt | 1
13-002-14 | Dressing forceps delicate, straight, 14 cm |  | 1
13-102-14 | Dissecting forceps 1x2, delicate, 14 cm |  | 1
57-130-04 | INCISION SET
15-703-20 | Gross-Maier sponge forceps, curved, 20 cm |  | 1
10-103-01 | Scalpel handle, standard No. 3 |  | 1
15-061-12 | Halsted-Mosquito forceps, curved, 12.5 cm |  | 1
13-002-14 | Dressing forceps delicate, straight, 14 cm |  | 1
13-102-14 | Dissecting forceps 1x2, delicate, 14 cm |  | 1
12-211-14 | TC Metzenbaum scissors, delicate, curved, 14 cm |  | 1
10-602-14 | Probe, Ø 2 mm, 14.5 cm |  | 1
57-130-06 | SOUNDING SET
10-606-14 | Myrtle leave probe, 14.5 cm |  | 1
40-464-02 | Williger bone curette, Fig. 0/1, 13 cm |  | 1
40-463-02 | Jansen bone curette, double, 16 cm |  | 1
10-602-14 | Probe, Ø 2 mm, 14.5 cm |  | 1
10-615-16 | Nelaton director, 16 cm |  | 1
10-626-30 | Double ended probe, tin, Ø 3.5 mm, 30 cm |  | 1
10-618-16 | Lockhart-Mummery probe, straight, 16 cm |  | 1
10-103-01 | Scalpel handle, standard No. 3 |  | 1
57-130-08 | DRESSING SET, SMALL
15-061-12 | Halsted-Mosquito forceps, curved, 12.5 cm |  | 4
16-124-04 | Trachea hook, sharp, 4-prongs, 16.5 cm |  | 2
16-127-14 | Desmarres vein retractor, 14 mm, 13 cm |  | 2
13-002-14 | Dressing forceps delicate, straight, 14 cm |  | 1
13-102-14 | Dissecting forceps 1x2, delicate, 14 cm |  | 2
12-231-16 | TC Mayo-Lexer scissors, curved, 16 cm |  | 1
12-211-14 | TC Metzenbaum scissors, delicate, curved, 14 cm |  | 1
18-012-15 | Crile-Wood TC-needle holder, 15 cm |  | 1
16-217-10 | Weitlaner self retainig retractor, sharp, 2x3, | 11 cm | 1
57-130-10 | DRESSING SET, LARGE
15-700-27 | Ulrich sponge forceps, straight, 26.5 cm |  | 2
15-801-11 | Backhaus towel forceps, 11 cm |  | 6
10-104-01 | Scalpel handle, standard No. 4 |  | 2
15-060-12 | Halsted-Mosquito forceps, straight, 12.5 cm |  | 4
15-160-12 | Halsted-Mosquito forceps, straight, 1x2, 12 cm |  | 4
15-000-14 | Pean forceps, straight, 14 cm |  | 4
15-275-02 | Baby-Mixter artery forceps, strongly curved, 14 cm |  | 2
15-201-02 | Overholt-Geissendörfer forceps, curved, 21 cm |  | 2
15-110-14 | Kocher forceps, delicate, straight, 14 cm |  | 4
16-050-01 | Roux retractor, Fig. 1, 14 cm |  | 2
16-050-02 | Roux retractor, Fig. 2, 15 cm |  | 2
16-050-03 | Roux retractor, Fig. 3, 17 cm |  | 2
16-018-02 | Langenbeck retractor, 30x14 mm |  | 2
16-001-04 | Volkmann retractor, 4-prongs, sharp, 22 cm |  | 2
13-002-14 | Dressing forceps delicate, straight, 14 cm |  | 2
13-102-14 | Dissecting forceps 1x2, delicate, 14 cm |  | 2
13-164-18 | Potts-Smith dissecting forceps, straight, 18 cm |  | 2
12-253-17 | TC Tönnis-Adson scissors, curved, 17.5 cm |  | 1
11-011-12 | Surgical scissors curved, delicate, Fig.1, 12 cm | blunt/blunt | 1
12-231-16 | TC Mayo-Lexer scissors, curved, 16 cm |  | 2
40-392-14 | Farabeuf periosteal elevator, straight, | 12.5 mm, 15 cm | 1
40-467-05 | Volkmann bone curette, Fig. 1, 17 cm |  | 1
40-651-18 | Zaufal-Jansen bone rongeur, curved, 18 cm |  | 1
18-012-15 | Crile-Wood TC-needle holder, 15 cm |  | 1
18-002-20 | Mayo-Hegar TC-needle holder, 20 cm |  | 1
10-602-20 | Probe, Ø 2 mm, 20 cm |  | 1
56-100-65 | Needle case, 62 x 13 mm, insert only |  | 1
56-112-02 | Needle case perforated, with compartments | 150 x 95 x 13 mm | 1
57-130-12 | BLOOD PRESSURE MANOMETER AND STETHOSCOPE
10-012-01 | Duplex Stethoscope for adult, Ø 47 mm |  | 1
10-040-01 | Minimus blood pressure manometer scala | Ø 49 mm to 300 mm/hg | 1

## OUT Neuro
ITEM CODE | DESCRIPTION | DESCRIPTION 2 | QTY
57-135-00 | CHANGE OF BANDAGE SET
13-002-14 | Dressing forceps delicate, straight, 14 cm |  | 1
13-102-14 | Dissecting forceps 1x2, delicate, 14 cm |  | 1
12-231-16 | TC Mayo-Lexer scissors, curved, 16 cm |  | 1
10-606-14 | Myrtle leave probe, 14.5 cm |  | 1
15-049-14 | Crile forceps, curved, 14 cm |  | 2
57-135-02 | SUTURE REMOVING SET
11-003-14 | Surgical scissors, Fig. 2, curved, 14 cm, | sharp/blunt | 1
13-002-14 | Dressing forceps delicate, straight, 14 cm |  | 1
13-102-14 | Dissecting forceps 1x2, delicate, 14 cm |  | 1
57-135-04 | INCISION SET
15-703-20 | Gross-Maier sponge forceps, curved, 20 cm |  | 1
12-211-14 | TC Metzenbaum scissors, delicate, curved, 14 cm |  | 2
13-102-16 | Dissecting forceps 1x2, delicate, 16 cm |  | 2
13-002-16 | Dressing forceps delicate, straight, 16 cm |  | 2
15-703-27 | Gross-Maier sponge forceps, curved, 27 cm |  | 1
15-736-18 | Förster-Ballenger forceps, straight, 18 cm |  | 1
40-474-05 | Simon bone currette, Fig. 1, 24 cm |  | 1
40-474-07 | Simon bone currette, Fig. 3, 24 cm |  | 1
40-474-09 | Simon bone currette, Fig. 5, 24 cm |  | 1
40-467-02 | Volkmann bone curette, Fig. 000, 17 cm |  | 1
12-231-16 | TC Mayo-Lexer scissors, curved, 16 cm |  | 1
10-104-01 | Scalpel handle, standard No. 4 |  | 1
10-103-01 | Scalpel handle, standard No. 3 |  | 1
10-602-14 | Probe, Ø 2 mm, 14.5 cm |  | 1
57-135-06 | BLOOD PRESSURE MANOMETER AND STETHOSCOPE
10-012-01 | Duplex Stethoscope for adult, Ø 47 mm |  | 1
10-040-01 | Minimus blood pressure manometer scala | Ø 49 mm to 300 mm/hg | 1

## OUT ORL - ENT
ITEM CODE | DESCRIPTION | DESCRIPTION 2 | QTY
57-140-00 | ABSCESS SET
26-006-19 | Brünings tongue depressor, 14/18 mm, 19 cm |  | 1
13-100-20 | Dissecting forceps 1x2, 20 cm |  | 1
11-201-20 | Metzenbaum scissors, curved, Fig. 1, 20 cm |  | 1
26-089-19 | Schnidt tonsil holding forceps, curved, 19.5 cm |  | 1
15-703-20 | Gross-Maier sponge forceps, curved, 20 cm |  | 1
15-703-22 | Gross-Maier sponge forceps, curved, 22 cm |  | 1
57-140-02 | PARACENTESIS, SMALL
16-101-01 | Lucae ear hooklet Fig. 1, small, 14 cm |  | 1
13-407-14 | Lucae dressing forceps, 14 cm |  | 1
27-314-02 | Lucae tympanum perforator, bayonet, | for adults, 18 cm | 1
27-104-01 | Hartmann ear speculum, set, 3 pieces Fig. 4 - 6 | (5.5 / 6.5 / 8.0 mm) | 1
27-104-08 | Hartmann ear specula, round, inner Ø 8,0 mm |  | 1
57-140-04 | BELLOCQ TAMPONADE SET
26-006-19 | Brünings tongue depressor, 14/18 mm, 19 cm |  | 1
13-411-16 | Jansen dressing forceps, 16 cm bayonet shaped |  | 2
13-002-14 | Dressing forceps delicate, straight, 14 cm |  | 1
13-102-14 | Dissecting forceps 1x2, delicate, 14 cm |  | 1
15-026-18 | Halsted-Mosquito forceps, straight, 18 cm |  | 1
15-027-18 | Halsted-Mosquito forceps, curved, 18 cm |  | 1
15-039-16 | Crile-Rankin forceps, curved, 16 cm |  | 1
15-100-14 | Ochsner-Kocher forceps, straight, 14 cm |  | 1
15-801-08 | Backhaus towel forceps, 8 cm |  | 4
26-508-02 | Hartmann-Halle nasal specula, Fig. 2, | with aseptic joint, 15.5 cm | 1
26-524-04 | Killian nasal specula, 90 mm |  | 1
26-524-02 | Killian nasal specula, 50 mm |  | 1
10-911-02 | Yankauer suction tube, 27 cm with central | bore Ø 2.0 mm | 1
10-902-10 | Frazier suction tube, 30°, 13 cm, 10 Charr. |  | 1
10-902-12 | Frazier suction tube, 30°, 13 cm, 12 Charr. |  | 1
10-902-15 | Frazier suction tube, 30°, 13 cm, 15 Charr. |  | 1
10-631-16 | Farrel cotton app, 1.1 mm, 16 cm, spiral |  | 2
26-033-13 | Whitehead-Jennings mouth gag, 13 cm |  | 1
26-011-15 | Hartmann tongue depressor, 72 x 23 mm, | with fenestrated handle, 15 cm | 1
57-140-06 | EPISTAXIS SET, SMALL
26-006-19 | Brünings tongue depressor, 14/18 mm, 19 cm |  | 1
26-508-02 | Hartmann-Halle nasal specula, Fig. 2, | with aseptic joint, 15.5 cm | 1
26-506-01 | Tieck-Halle nasal specula, Fig. 1 with | aseptic joint, 13.5 cm | 1
13-161-17 | Taylor dissecting forceps, bayonet shape, 17 cm, | dissector end | 1
13-000-14 | Standard dressing forceps, straight, 14.5 cm |  | 1
11-201-20 | Metzenbaum scissors, curved, Fig. 1, 20 cm |  | 1
57-140-08 | SINUS EXAMINATION SET
10-955-15 | Lichtwitz cannula, Ø 1.5 mm, Luer-Lock |  | 6
10-955-20 | Lichtwitz cannula, Ø 2.0 mm, Luer-Lock |  | 10
10-631-14 | Farrel cotton applicator, 0.9 mm, 14 cm, spiral |  | 10
27-561-02 | Ritter nasal dilator Ø 2.0 mm, 16 cm |  | 1
27-561-03 | Ritter nasal dilator Ø 3.0 mm, 16 cm |  | 1
27-561-04 | Ritter nasal dilator Ø 4.0 mm, 16 cm |  | 2
10-600-18 | Probe, Ø 1 mm, 18 cm |  | 1
10-957-30 | Eicken, suction tube wide curve Ø 3.0 mm |  | 2
57-140-10 | GENERAL SINGLE INSTRUMENTS SET
51-100-25 | Kidney bowls, 250 x 140 x 40 mm |  | 5
10-253-10 | Disposable scalpel, Fig. 10 (pack=10 pcs.) |  | 1
10-253-15 | Disposable scalpel, Fig. 15 (pack=10 pcs.) |  | 1
13-054-15 | Semken forceps, straight, 15 cm |  | 4
13-154-15 | Semken dissecting forceps, straight, 1x2, 15 cm |  | 2
11-002-14 | Surgical scissors, Fig. 2, straight, 14 cm, | sharp/blunt | 4
11-003-14 | Surgical scissors, Fig. 2, curved, 14 cm, | sharp/blunt | 2
48-007-18 | Lister bandage scissors, 18 cm |  | 2
57-140-12 | BLOOD PRESSURE MANOMETRE AND STETHOSCOPE
10-012-01 | Duplex Stethoscope for adult, Ø 47 mm |  | 1
10-040-01 | Minimus blood pressure manometer scala | Ø 49 mm to 300 mm/hg | 1
57-140-14 | EXAMINATION NOSE SET
26-508-01 | Hartmann-Halle nasal specula, Fig. 1, | with aseptic joint, 15.5 cm | 5
26-508-02 | Hartmann-Halle nasal specula, Fig. 2, | with aseptic joint, 15.5 cm | 5
26-506-01 | Tieck-Halle nasal specula, Fig. 1 with | aseptic joint, 13.5 cm | 10
26-508-03 | Hartmann-Halle nasal specula, Fig. 3, | with aseptic joint, 15.5 cm | 5
10-631-16 | Farrel cotton app, 1.1 mm, 16 cm, spiral |  | 6
10-618-16 | Lockhart-Mummery probe, straight, 16 cm |  | 1
26-607-20 | Hartmann dressing forceps, 20 cm |  | 4
26-200-10 | Laryngeal mirror, Fig. 0, 10 mm |  | 6
10-955-15 | Lichtwitz cannula, Ø 1.5 mm, Luer-Lock |  | 1
10-955-20 | Lichtwitz cannula, Ø 2.0 mm, Luer-Lock |  | 2
10-957-30 | Eicken, suction tube wide curve Ø 3.0 mm |  | 2
15-713-21 | Duplay Foreign body forceps, curved, 21 cm |  | 5
10-600-18 | Probe, Ø 1 mm, 18 cm |  | 1
26-006-19 | Brünings tongue depressor, 14/18 mm, 19 cm |  | 5
26-175-23 | Nager tonsil retractor, 23 cm |  | 1
26-245-23 | Pelteson laryngeal cotton applicator, 23 cm |  | 1
26-200-12 | Laryngeal mirror, Fig. 1, 12 mm |  | 5
26-200-14 | Laryngeal mirror, Fig. 2, 14 mm |  | 5
26-200-20 | Laryngeal mirror, Fig. 5, 20 mm |  | 5
26-200-22 | Laryngeal mirror, Fig. 6, 22 mm |  | 5
26-200-24 | Laryngeal mirror, Fig. 7, 24 mm |  | 5
26-200-28 | Laryngeal mirror, Fig. 9, 28 mm |  | 5
26-201-00 | Mirror handle, with lateral screw, 10 cm |  | 5
26-245-28 | Fein laryngeal cotton applicator, 28 cm |  | 4
26-243-25 | Killian laryngeal cotton applicator, 25 cm |  | 2
10-902-12 | Frazier suction tube, 30°, 13 cm, 12 Charr. |  | 2
13-054-15 | Semken forceps, straight, 15 cm |  | 2
13-154-15 | Semken dissecting forceps, straight, 1x2, 15 cm |  | 1
11-002-14 | Surgical scissors, Fig. 2, straight, 14 cm, | sharp/blunt | 1
11-003-14 | Surgical scissors, Fig. 2, curved, 14 cm, | sharp/blunt | 1
48-007-18 | Lister bandage scissors, 18 cm |  | 1
15-703-20 | Gross-Maier sponge forceps, curved, 20 cm |  | 2
13-000-20 | Standard dressing forceps, straight, 20 cm |  | 1
10-042-02 | Clar 55 Head light, 6 Volt, w. adjustabe joint, | slotted mirror Ø 55mm & 2 lateral openings, | 2
10-042-09 | Wall plug transformer for headlights, 6 V, | max. 1.5 A, 2x banana plug | 1
57-140-16 | EXAMINATION EAR SET
10-042-00 | LED Head light, 6V |  | 1
10-049-00 | Ziegler head mirror, complete |  | 3
27-104-03 | Hartmann ear specula, round, inner Ø 3.0 mm |  | 2
27-104-04 | Hartmann ear specula, round, inner Ø 4.0 mm |  | 4
27-104-05 | Hartmann ear specula, round, inner Ø 5.5 mm |  | 4
27-104-06 | Hartmann ear specula, round, inner Ø 6.5 mm |  | 4
27-104-08 | Hartmann ear specula, round, inner Ø 8,0 mm |  | 4
27-120-00 | Brünings pneumatic Otoscope complete: | with 4 ear speculas, suction head, rubber tube | 1
27-110-99 | Rack for 12 ear speculas |  | 1
27-034-50 | Rubber bulb, only |  | 1
27-034-17 | Nasal olive, Ø 17 mm |  | 2
27-034-22 | Nasal olive, Ø 22 mm |  | 4
10-608-10 | Stacke ear probe, 10.5 cm, silver |  | 4
10-631-12 | Farrel cotton applicator, 0.9 mm, 12 cm, spiral |  | 12
16-103-04 | Wagener ear hooklet, Fig. 4, 14 cm |  | 2
16-103-05 | Wagener ear hooklet, Fig. 5, 14 cm |  | 2
22-447-13 | Weber lens loop, 13 cm |  | 2
27-151-05 | Buck ear curette, blunt, angled, Fig. 2 | Ø 3.5 mm, 17 cm | 4
27-151-04 | Buck ear curette, blunt, angled, Fig. 1 | Ø 3.0 mm, 17 cm | 2
13-407-14 | Lucae dressing forceps, 14 cm |  | 6
27-208-14 | Hartmann ear polypus forceps, 14 cm |  | 2
27-206-12 | Hartmann ear polypus forceps, 12 cm |  | 2
27-210-07 | Hartmann-Wullstein ear forceps, serrated straight, | 0.8 x 6.0 mm, WL 85 mm | 2
27-226-01 | Hartmann cup shaped forceps, straight, Ø 2.0 mm, | WL 85 mm | 2
10-902-06 | Frazier suction tube, 30°, 13 cm, 6 Charr. |  | 4
10-902-10 | Frazier suction tube, 30°, 13 cm, 10 Charr. |  | 2
13-054-15 | Semken forceps, straight, 15 cm |  | 1
13-154-15 | Semken dissecting forceps, straight, 1x2, 15 cm |  | 1
11-002-14 | Surgical scissors, Fig. 2, straight, 14 cm, | sharp/blunt | 1
11-003-14 | Surgical scissors, Fig. 2, curved, 14 cm, | sharp/blunt | 1
48-007-18 | Lister bandage scissors, 18 cm |  | 1
15-703-20 | Gross-Maier sponge forceps, curved, 20 cm |  | 2
13-000-20 | Standard dressing forceps, straight, 20 cm |  | 1
27-314-03 | Lucae tympanum perforator, bayonet, | needle horizontally, 17.5 cm | 2
10-944-01 | Suction handle with Luer cone, 11 cm |  | 2
10-944-08 | Rosen suction-irrigating cannula, angled, | Luer-Lock, Ø 0.8 mm, 10.5 cm | 2
10-944-10 | Rosen suction-irrigating cannula, angled, | Luer-Lock, Ø 1.0 mm, 10.5 cm | 1
10-944-14 | Rosen suction-irrigating cannula, angled, | Luer-Lock, Ø 1.4 mm, 10.5 cm | 2
27-031-02 | Hartmann ear catheter, Fig. 2, 15 cm |  | 2
27-031-03 | Hartmann ear catheter, Fig. 3, 15 cm |  | 1
27-031-04 | Hartmann ear catheter, Fig. 4, 15 cm |  | 2
27-034-03 | Politzer connecting nozzle |  | 1

## OUT Paediatric
ITEM CODE | DESCRIPTION | DESCRIPTION 2 | QTY
57-155-00 | CHANGE OF BANDAGE SET
13-002-14 | Dressing forceps delicate, straight, 14 cm |  | 1
13-102-14 | Dissecting forceps 1x2, delicate, 14 cm |  | 1
12-231-16 | TC Mayo-Lexer scissors, curved, 16 cm |  | 1
10-606-14 | Myrtle leave probe, 14.5 cm |  | 1
15-049-14 | Crile forceps, curved, 14 cm |  | 2
57-155-02 | SUTURE REMOVING SET
11-003-14 | Surgical scissors, Fig. 2, curved, 14 cm, | sharp/blunt | 1
13-002-14 | Dressing forceps delicate, straight, 14 cm |  | 1
13-102-14 | Dissecting forceps 1x2, delicate, 14 cm |  | 1
57-155-04 | SPLINTER REMOVING SET
13-520-11 | Feilchenfeld splinter forceps (A), 11.5 cm |  | 1
50-059-13 | Stieglitz splinter forceps, curved, 13.5 cm |  | 1
57-155-06 | INCISION SET
15-703-20 | Gross-Maier sponge forceps, curved, 20 cm |  | 1
10-103-01 | Scalpel handle, standard No. 3 |  | 1
15-061-12 | Halsted-Mosquito forceps, curved, 12.5 cm |  | 1
13-002-14 | Dressing forceps delicate, straight, 14 cm |  | 1
13-102-14 | Dissecting forceps 1x2, delicate, 14 cm |  | 1
12-211-14 | TC Metzenbaum scissors, delicate, curved, 14 cm |  | 1
10-602-14 | Probe, Ø 2 mm, 14.5 cm |  | 1
40-467-02 | Volkmann bone curette, Fig. 000, 17 cm |  | 1
12-231-16 | TC Mayo-Lexer scissors, curved, 16 cm |  | 1
10-104-01 | Scalpel handle, standard No. 4 |  | 1
18-022-14 | Hegar-Baumgartner TC-needle holder, 14 cm |  | 1
51-103-08 | Round bowls, Ø 85 mm, H 50 mm, 0.175 l |  | 1
51-100-25 | Kidney bowls, 250 x 140 x 40 mm |  | 1
57-155-08 | DRESSING SET, SMALL
15-061-12 | Halsted-Mosquito forceps, curved, 12.5 cm |  | 4
16-124-04 | Trachea hook, sharp, 4-prongs, 16.5 cm |  | 2
16-127-14 | Desmarres vein retractor, 14 mm, 13 cm |  | 2
13-002-14 | Dressing forceps delicate, straight, 14 cm |  | 1
13-102-14 | Dissecting forceps 1x2, delicate, 14 cm |  | 2
12-231-16 | TC Mayo-Lexer scissors, curved, 16 cm |  | 1
12-211-14 | TC Metzenbaum scissors, delicate, curved, 14 cm |  | 1
18-012-15 | Crile-Wood TC-needle holder, 15 cm |  | 1
16-217-10 | Weitlaner self retainig retractor, sharp, 2x3, | 11 cm | 1
11-002-14 | Surgical scissors, Fig. 2, straight, 14 cm, | sharp/blunt | 1
12-731-14 W | TC Mayo ligature scissors, curved, 14 cm W |  | 1
57-155-10 | DRESSING SET, LARGE
15-700-27 | Ulrich sponge forceps, straight, 26.5 cm |  | 2
15-801-11 | Backhaus towel forceps, 11 cm |  | 6
10-104-01 | Scalpel handle, standard No. 4 |  | 2
15-060-12 | Halsted-Mosquito forceps, straight, 12.5 cm |  | 4
15-160-12 | Halsted-Mosquito forceps, straight, 1x2, 12 cm |  | 4
15-000-14 | Pean forceps, straight, 14 cm |  | 4
15-275-02 | Baby-Mixter artery forceps, strongly curved, 14 cm |  | 2
15-201-02 | Overholt-Geissendörfer forceps, curved, 21 cm |  | 2
15-110-14 | Kocher forceps, delicate, straight, 14 cm |  | 4
16-050-01 | Roux retractor, Fig. 1, 14 cm |  | 2
16-050-02 | Roux retractor, Fig. 2, 15 cm |  | 2
16-050-03 | Roux retractor, Fig. 3, 17 cm |  | 2
16-018-02 | Langenbeck retractor, 30x14 mm |  | 2
16-001-04 | Volkmann retractor, 4-prongs, sharp, 22 cm |  | 2
16-002-06 | Volkmann retractor, 6-prongs, semi-sharp, 22 cm |  | 2
13-002-14 | Dressing forceps delicate, straight, 14 cm |  | 2
13-102-14 | Dissecting forceps 1x2, delicate, 14 cm |  | 2
13-164-18 | Potts-Smith dissecting forceps, straight, 18 cm |  | 2
12-253-17 | TC Tönnis-Adson scissors, curved, 17.5 cm |  | 1
11-011-12 | Surgical scissors curved, delicate, Fig.1, 12 cm | blunt/blunt | 1
12-231-16 | TC Mayo-Lexer scissors, curved, 16 cm |  | 2
40-392-14 | Farabeuf periosteal elevator, straight, | 12.5 mm, 15 cm | 1
40-467-05 | Volkmann bone curette, Fig. 1, 17 cm |  | 1
40-651-18 | Zaufal-Jansen bone rongeur, curved, 18 cm |  | 1
18-012-15 | Crile-Wood TC-needle holder, 15 cm |  | 1
18-002-20 | Mayo-Hegar TC-needle holder, 20 cm |  | 1
10-602-20 | Probe, Ø 2 mm, 20 cm |  | 1
56-100-65 | Needle case, 62 x 13 mm, insert only |  | 1
51-100-25 | Kidney bowls, 250 x 140 x 40 mm |  | 1
57-155-12 | BLOOD PRESSURE MANOMETER AND STETHOSCOPE
10-012-01 | Duplex Stethoscope for adult, Ø 47 mm |  | 1
10-040-01 | Minimus blood pressure manometer scala | Ø 49 mm to 300 mm/hg | 1
57-155-14 | SPECULA CHILDREN SET
35-030-00 | Kristeller specula, set, Fig. 0, 70x15mm / 75x10mm |  | 1
35-079-01 | Braun specula, 56 x 13 mm, 18 cm |  | 1
35-079-02 | Braun retractor, 60 x 10 mm, 18 cm |  | 1
15-703-20 | Gross-Maier sponge forceps, curved, 20 cm |  | 2
35-208-17 | Staude-Moore tenaculum forceps, 17 cm |  | 2
57-155-16 | PHIMOSIS SET
15-701-27 | Ulrich sponge forceps, curved, 26.5 cm |  | 2
15-801-11 | Backhaus towel forceps, 11 cm |  | 6
10-103-01 | Scalpel handle, standard No. 3 |  | 2
15-061-12 | Halsted-Mosquito forceps, curved, 12.5 cm |  | 10
15-160-12 | Halsted-Mosquito forceps, straight, 1x2, 12 cm |  | 4
13-002-16 | Dressing forceps delicate, straight, 16 cm |  | 2
13-102-14 | Dissecting forceps 1x2, delicate, 14 cm |  | 2
12-211-14 | TC Metzenbaum scissors, delicate, curved, 14 cm |  | 1
12-231-16 | TC Mayo-Lexer scissors, curved, 16 cm |  | 1
12-417-13 | TC Goldmann-Fox scissors, curved, 13 cm |  | 1
11-245-15 | Kilner (Ragnell) scissors, curved, 15 cm |  | 1
10-609-04 | Bowman probe, German silver Fig. 5/6 |  | 1
10-610-14 | Director, 14.5 cm |  | 1
18-012-15 | Crile-Wood TC-needle holder, 15 cm |  | 1
57-155-18 | MISCELLANEOUS
10-042-00 | LED Head light, 6V |  | 1
10-049-00 | Ziegler head mirror, complete |  | 3
27-104-03 | Hartmann ear specula, round, inner Ø 3.0 mm |  | 2
27-104-04 | Hartmann ear specula, round, inner Ø 4.0 mm |  | 4
27-104-05 | Hartmann ear specula, round, inner Ø 5.5 mm |  | 4
27-104-06 | Hartmann ear specula, round, inner Ø 6.5 mm |  | 4
27-104-08 | Hartmann ear specula, round, inner Ø 8,0 mm |  | 4
27-120-00 | Brünings pneumatic Otoscope complete: | with 4 ear speculas, suction head, rubber tube | 1
27-110-99 | Rack for 12 ear speculas |  | 1
27-001-06 | Tuning fork Hartmann without clamp C5 4096 Hz |  | 1
27-010-01 | Tuning fork with foot a1 440 Hz |  | 1
27-034-50 | Rubber bulb, only |  | 1
27-034-17 | Nasal olive, Ø 17 mm |  | 2
27-034-22 | Nasal olive, Ø 22 mm |  | 4
10-608-10 | Stacke ear probe, 10.5 cm, silver |  | 4
10-631-12 | Farrel cotton applicator, 0.9 mm, 12 cm, spiral |  | 12
16-103-04 | Wagener ear hooklet, Fig. 4, 14 cm |  | 2
16-103-05 | Wagener ear hooklet, Fig. 5, 14 cm |  | 2
22-447-13 | Weber lens loop, 13 cm |  | 2
27-151-05 | Buck ear curette, blunt, angled, Fig. 2 | Ø 3.5 mm, 17 cm | 4
27-151-04 | Buck ear curette, blunt, angled, Fig. 1 | Ø 3.0 mm, 17 cm | 2
13-407-14 | Lucae dressing forceps, 14 cm |  | 6
27-208-14 | Hartmann ear polypus forceps, 14 cm |  | 2
27-206-12 | Hartmann ear polypus forceps, 12 cm |  | 2
27-210-07 | Hartmann-Wullstein ear forceps, serrated straight, | 0.8 x 6.0 mm, WL 85 mm | 2
27-226-01 | Hartmann cup shaped forceps, straight, Ø 2.0 mm, | WL 85 mm | 2
10-902-06 | Frazier suction tube, 30°, 13 cm, 6 Charr. |  | 4
26-508-01 | Hartmann-Halle nasal specula, Fig. 1, | with aseptic joint, 15.5 cm | 5
26-508-02 | Hartmann-Halle nasal specula, Fig. 2, | with aseptic joint, 15.5 cm | 2
26-506-01 | Tieck-Halle nasal specula, Fig. 1 with | aseptic joint, 13.5 cm | 10
26-508-03 | Hartmann-Halle nasal specula, Fig. 3, | with aseptic joint, 15.5 cm | 5
10-631-16 | Farrel cotton app, 1.1 mm, 16 cm, spiral |  | 6
10-618-16 | Lockhart-Mummery probe, straight, 16 cm |  | 1
26-607-20 | Hartmann dressing forceps, 20 cm |  | 4
26-200-10 | Laryngeal mirror, Fig. 0, 10 mm |  | 6
10-902-10 | Frazier suction tube, 30°, 13 cm, 10 Charr. |  | 4
10-902-12 | Frazier suction tube, 30°, 13 cm, 12 Charr. |  | 4
10-955-15 | Lichtwitz cannula, Ø 1.5 mm, Luer-Lock |  | 1
10-955-20 | Lichtwitz cannula, Ø 2.0 mm, Luer-Lock |  | 1
10-957-30 | Eicken, suction tube wide curve Ø 3.0 mm |  | 2
10-631-14 | Farrel cotton applicator, 0.9 mm, 14 cm, spiral |  | 4
10-600-18 | Probe, Ø 1 mm, 18 cm |  | 1
26-006-19 | Brünings tongue depressor, 14/18 mm, 19 cm |  | 5
26-175-23 | Nager tonsil retractor, 23 cm |  | 1
15-713-21 | Duplay Foreign body forceps, curved, 21 cm |  | 1
26-245-23 | Pelteson laryngeal cotton applicator, 23 cm |  | 1
26-200-12 | Laryngeal mirror, Fig. 1, 12 mm |  | 5
26-200-14 | Laryngeal mirror, Fig. 2, 14 mm |  | 5
26-200-20 | Laryngeal mirror, Fig. 5, 20 mm |  | 5
26-200-22 | Laryngeal mirror, Fig. 6, 22 mm |  | 5
26-200-24 | Laryngeal mirror, Fig. 7, 24 mm |  | 5
26-200-28 | Laryngeal mirror, Fig. 9, 28 mm |  | 5
26-201-00 | Mirror handle, with lateral screw, 10 cm |  | 5
26-245-28 | Fein laryngeal cotton applicator, 28 cm |  | 4
26-243-25 | Killian laryngeal cotton applicator, 25 cm |  | 2
10-944-01 | Suction handle with Luer cone, 11 cm |  | 4
10-944-08 | Rosen suction-irrigating cannula, angled, | Luer-Lock, Ø 0.8 mm, 10.5 cm | 4
10-944-10 | Rosen suction-irrigating cannula, angled, | Luer-Lock, Ø 1.0 mm, 10.5 cm | 4
10-944-14 | Rosen suction-irrigating cannula, angled, | Luer-Lock, Ø 1.4 mm, 10.5 cm | 4
13-054-15 | Semken forceps, straight, 15 cm |  | 2
13-154-15 | Semken dissecting forceps, straight, 1x2, 15 cm |  | 1
11-002-14 | Surgical scissors, Fig. 2, straight, 14 cm, | sharp/blunt | 1
11-003-14 | Surgical scissors, Fig. 2, curved, 14 cm, | sharp/blunt | 1
48-007-18 | Lister bandage scissors, 18 cm |  | 2
15-703-20 | Gross-Maier sponge forceps, curved, 20 cm |  | 2
13-000-20 | Standard dressing forceps, straight, 20 cm |  | 1
50-032-12 | Nail files, 12 cm |  | 1
50-007-10 | Nail scissors, curved, 10 cm |  | 1
10-042-02 | Clar 55 Head light, 6 Volt, w. adjustabe joint, | slotted mirror Ø 55mm & 2 lateral openings, | 2
10-042-09 | Wall plug transformer for headlights, 6 V, | max. 1.5 A, 2x banana plug | 1
27-314-03 | Lucae tympanum perforator, bayonet, | needle horizontally, 17.5 cm | 2
10-371-21 | Abraham tonsil knife, 21.5 cm |  | 1
27-031-02 | Hartmann ear catheter, Fig. 2, 15 cm |  | 1
27-031-03 | Hartmann ear catheter, Fig. 3, 15 cm |  | 1
27-031-04 | Hartmann ear catheter, Fig. 4, 15 cm |  | 2
27-034-03 | Politzer connecting nozzle |  | 1